## data
Model | Scenario | Region | Variable | Unit | 2020 | 2021 | 2022 | 2025 | 2030 | 2035 | 2040
TIMES Austria v1.0 | NetZero2040 high-import/high-demand | Austria | Capacity¦Combined Heat and Power Plant¦Electricity¦Biomass | MW | 980.4433 | 865.9498 | 1631.8484 | 2522.3606 | 3715.456 | 3703.2653 | 3357.1292
TIMES Austria v1.0 | NetZero2040 high-import/high-demand | Austria | Capacity¦Combined Heat and Power Plant¦Electricity¦Coal | MW | 556.8635 | 431.1776 | 427.2621 | 235.7125 | 41.0502 | 21.1315 | 0
TIMES Austria v1.0 | NetZero2040 high-import/high-demand | Austria | Capacity¦Combined Heat and Power Plant¦Electricity¦Gas¦Biogas | MW | 91.5232 | 276.8975 | 349.8859 | 406.3851 | 647.2123 | 646.8285 | 528.2989
TIMES Austria v1.0 | NetZero2040 high-import/high-demand | Austria | Capacity¦Combined Heat and Power Plant¦Electricity¦Gas¦Coal Gas | MW | 359.7446 | 376.3347 | 423.6891 | 463.1743 | 422.5067 | 159.4888 | 0
TIMES Austria v1.0 | NetZero2040 high-import/high-demand | Austria | Capacity¦Combined Heat and Power Plant¦Electricity¦Gas¦Methane | MW | 4411.2588 | 4380.6267 | 4347.4742 | 4720.9044 | 5675.6457 | 4540.8021 | 3798.9055
TIMES Austria v1.0 | NetZero2040 high-import/high-demand | Austria | Capacity¦Combined Heat and Power Plant¦Electricity¦Gas¦Methane¦Biogenic | MW | 1.7908 | 1.6714 | 7.8418 | 6.0322 | 3.0161 | 0 | 0
TIMES Austria v1.0 | NetZero2040 high-import/high-demand | Austria | Capacity¦Combined Heat and Power Plant¦Electricity¦Liquids | MW | 150.5225 | 145.73 | 186.8381 | 155.1986 | 113.6039 | 65.6861 | 10.5596
TIMES Austria v1.0 | NetZero2040 high-import/high-demand | Austria | Capacity¦Combined Heat and Power Plant¦Electricity¦Liquids¦Biofuels | MW | 0.4605 | 0.4298 | 1.0154 | 0.78105 | 0.39053 | 0 | 0
TIMES Austria v1.0 | NetZero2040 high-import/high-demand | Austria | Capacity¦Combined Heat and Power Plant¦Electricity¦Waste | MW | 121.9139 | 123.615 | 125.249 | 123.4516 | 131.348 | 139.949 | 149.3031
TIMES Austria v1.0 | NetZero2040 high-import/high-demand | Austria | Capacity¦Electrolyser¦Hydrogen¦Electricity | MW | 0 | 0 | 0 | 0 | 50 | 375.1627 | 375.1627
TIMES Austria v1.0 | NetZero2040 high-import/high-demand | Austria | Capacity¦Heat Plant¦Heat¦Biomass | MW | 3073.4013 | 3475.1552 | 3221.2007 | 2917.8005 | 2421.9653 | 1766.3378 | 884.0873
TIMES Austria v1.0 | NetZero2040 high-import/high-demand | Austria | Capacity¦Heat Plant¦Heat¦Electricity | MW | 200 | 209.7657 | 240 | 300 | 400 | 552.6282 | 587.4715
TIMES Austria v1.0 | NetZero2040 high-import/high-demand | Austria | Capacity¦Heat Plant¦Heat¦Gas¦Methane | MW | 878.3795 | 843.2827 | 1061.0088 | 922.3891 | 691.7044 | 460.8221 | 229.7144
TIMES Austria v1.0 | NetZero2040 high-import/high-demand | Austria | Capacity¦Heat Plant¦Heat¦Geothermal | MW | 83.3138 | 454.0243 | 480.8537 | 560.948 | 695.0789 | 687.047 | 679.0594
TIMES Austria v1.0 | NetZero2040 high-import/high-demand | Austria | Capacity¦Heat Plant¦Heat¦Liquids | MW | 36.222 | 34.7731 | 82.8609 | 72.0529 | 54.0397 | 36.0265 | 18.0132
TIMES Austria v1.0 | NetZero2040 high-import/high-demand | Austria | Capacity¦Heat Plant¦Heat¦Solar | MW | 25.218 | 25.218 | 303.1336 | 300 | 400 | 394.7774 | 389.5548
TIMES Austria v1.0 | NetZero2040 high-import/high-demand | Austria | Capacity¦Heat Plant¦Heat¦Waste | MW | 147.9363 | 148.1573 | 148.3696 | 148.1361 | 149.1621 | 150.2796 | 151.495
TIMES Austria v1.0 | NetZero2040 high-import/high-demand | Austria | Capacity¦Power Plant¦Electricity¦Coal | MW | 0 | 0 | 0 | 0 | 0 | 0 | 0
TIMES Austria v1.0 | NetZero2040 high-import/high-demand | Austria | Capacity¦Power Plant¦Electricity¦Gas¦Hydrogen | MW | 0 | 0 | 0 | 0 | 50.9076 | 50.9076 | 50.9076
TIMES Austria v1.0 | NetZero2040 high-import/high-demand | Austria | Capacity¦Power Plant¦Electricity¦Gas¦Methane | MW | 154 | 154 | 154 | 154 | 154 | 154 | 154
TIMES Austria v1.0 | NetZero2040 high-import/high-demand | Austria | Capacity¦Power Plant¦Electricity¦Geothermal | MW | 441.8232 | 450.3157 | 458.4739 | 449.5001 | 488.9237 | 530.9497 | 577.6505
TIMES Austria v1.0 | NetZero2040 high-import/high-demand | Austria | Capacity¦Power Plant¦Electricity¦Hydro¦Reservoir | MW | 8843.979 | 8843.979 | 8843.979 | 8843.979 | 8843.979 | 8843.979 | 8843.979
TIMES Austria v1.0 | NetZero2040 high-import/high-demand | Austria | Capacity¦Power Plant¦Electricity¦Hydro¦Run of River | MW | 6241.0855 | 6335.0862 | 6507.4961 | 6907.0821 | 7573.0587 | 7573.0587 | 7573.0587
TIMES Austria v1.0 | NetZero2040 high-import/high-demand | Austria | Capacity¦Power Plant¦Electricity¦Solar | MW | 2043 | 2077.3333 | 2111.6667 | 2512.8832 | 18245.8666 | 18225.6576 | 17493.0076
TIMES Austria v1.0 | NetZero2040 high-import/high-demand | Austria | Capacity¦Power Plant¦Electricity¦Wind | MW | 3163.8683 | 3163.8683 | 4444.7174 | 7158.0245 | 13508.8039 | 13853.3046 | 12681.6228
TIMES Austria v1.0 | NetZero2040 high-import/high-demand | Austria | Capacity¦Storage¦Electricity¦Charging¦Hydro¦Pumped | MW | 5.7 | 6.0066 | 6.3132 | 7.2331 | 7.8463 | 8.4595 | 9.0728
TIMES Austria v1.0 | NetZero2040 high-import/high-demand | Austria | Capacity¦Storage¦Electricity¦Discharging¦Hydro¦Pumped | MW | 5.7 | 6.0066 | 6.3132 | 7.2331 | 7.8463 | 8.4595 | 9.0728
TIMES Austria v1.0 | NetZero2040 high-import/high-demand | Austria | Carbon Sequestration | Mt CO2/yr | 0 | 1.733 | 1.6123 | 0 | 0 | 0 | 1.2854
TIMES Austria v1.0 | NetZero2040 high-import/high-demand | Austria | Conversion Input¦District Heat¦Gas¦Hydrogen | TJ | 0 | 0 | 0 | 0 | 0 | 0 | 0
TIMES Austria v1.0 | NetZero2040 high-import/high-demand | Austria | Conversion Input¦District Heat¦Gas¦Methane¦Fossil | TJ | 0 | 0 | 0 | 0 | 0 | 0 | 0
TIMES Austria v1.0 | NetZero2040 high-import/high-demand | Austria | Conversion Input¦District Heat¦Gas¦Methane¦Synthetic | TJ | 0 | 0 | 0 | 0 | 0 | 28688.3096 | 46372.9263
TIMES Austria v1.0 | NetZero2040 high-import/high-demand | Austria | Conversion Input¦District Heat¦Solid¦Biomass | TJ | 35555.3426 | 44764.2429 | 42190.842 | 17872.3267 | 10828.4762 | 23020.5493 | 11941.5958
TIMES Austria v1.0 | NetZero2040 high-import/high-demand | Austria | Conversion Input¦Electricity¦Biomass | TJ | 24853.1855 | 36535.2708 | 35502.9397 | 90401.48 | 101359.8645 | 2302.3109 | 2200.7572
TIMES Austria v1.0 | NetZero2040 high-import/high-demand | Austria | Conversion Input¦Electricity¦Gas¦Hydrogen | TJ | 0 | 0 | 0 | 0 | 0 | 0 | 0
TIMES Austria v1.0 | NetZero2040 high-import/high-demand | Austria | Conversion Input¦Electricity¦Gas¦Methane¦Fossil | TJ | 36260.7382 | 46287.606 | 46031.5766 | 54848.237 | 67260.8383 | 0 | 0
TIMES Austria v1.0 | NetZero2040 high-import/high-demand | Austria | Conversion Input¦Electricity¦Gas¦Methane¦Synthetic | TJ | 0 | 0 | 0 | 0 | 0 | 0 | 0
TIMES Austria v1.0 | NetZero2040 high-import/high-demand | Austria | Conversion Input¦Gas¦Hydrogen¦Electricity | TJ | 0 | 0 | 0 | 0 | 1296 | 9452.3383 | 9452.3383
TIMES Austria v1.0 | NetZero2040 high-import/high-demand | Austria | Conversion Input¦Gas¦Methane¦Gas¦Hydrogen | TJ | 0 | 0 | 0 | 0 | 0 | 0 | 0
TIMES Austria v1.0 | NetZero2040 high-import/high-demand | Austria | Conversion Input¦Liquids¦Synfuel¦Electricity | TJ | 0 | 0 | 0 | 64951.7985 | 161645.3513 | 0 | 0
TIMES Austria v1.0 | NetZero2040 high-import/high-demand | Austria | Conversion Input¦Liquids¦Synfuel¦Gas¦Hydrogen | TJ | 0 | 0 | 0 | 0 | 76.5385 | 0 | 0
TIMES Austria v1.0 | NetZero2040 high-import/high-demand | Austria | Emissions¦CH4¦Agriculture | Mt CH4/yr | 0.00024829 | 0.00024649 | 0.00025189 | 0.00021752 | 0.00018868 | 0.00019558 | 0
TIMES Austria v1.0 | NetZero2040 high-import/high-demand | Austria | Emissions¦CH4¦Electricity | Mt CH4/yr | 0.0012261 | 0.0013371 | 0.0013088 | 0.0029295 | 0.0032425 | 0.00020058 | 0.00019787
TIMES Austria v1.0 | NetZero2040 high-import/high-demand | Austria | Emissions¦CH4¦Heat | Mt CH4/yr | 0.0011381 | 0.0013484 | 0.0012713 | 0.00054162 | 0.00033076 | 0.00069701 | 0.00036521
TIMES Austria v1.0 | NetZero2040 high-import/high-demand | Austria | Emissions¦CH4¦Households | Mt CH4/yr | 0.0020469 | 0.0019949 | 0.0019398 | 0.0018427 | 0.0016619 | 0.0014175 | 0
TIMES Austria v1.0 | NetZero2040 high-import/high-demand | Austria | Emissions¦CH4¦Industry | Mt CH4/yr | 0.0019563 | 0.0019365 | 0.0019916 | 0.0019901 | 0.0021262 | 0.0019719 | 0
TIMES Austria v1.0 | NetZero2040 high-import/high-demand | Austria | Emissions¦CH4¦Services | Mt CH4/yr | 0.00016073 | 0.00016311 | 0.00016544 | 0.00016006 | 0.00016979 | 0.00018138 | 0
TIMES Austria v1.0 | NetZero2040 high-import/high-demand | Austria | Emissions¦CH4¦Transport | Mt CH4/yr | 0.0057562 | 0.0059968 | 0.0058601 | 0.0044593 | 0.0015816 | 5.6791e-05 | 0
TIMES Austria v1.0 | NetZero2040 high-import/high-demand | Austria | Emissions¦CO2 | Mt CO2/yr | 47.4123 | 42.406 | 40.6566 | 34.0582 | 23.446 | 7.0402 | 0.33787
TIMES Austria v1.0 | NetZero2040 high-import/high-demand | Austria | Emissions¦CO2¦Agriculture | Mt CO2/yr | 0.9189 | 0.90684 | 0.93481 | 0.60664 | 0.17717 | 0.12495 | 0
TIMES Austria v1.0 | NetZero2040 high-import/high-demand | Austria | Emissions¦CO2¦Electricity | Mt CO2/yr | 8.438 | 5.9339 | 6.1804 | 6.7038 | 6.9253 | 1.4029 | 0.3166
TIMES Austria v1.0 | NetZero2040 high-import/high-demand | Austria | Emissions¦CO2¦Heat | Mt CO2/yr | 0.62511 | 0.019572 | 0.019765 | 0.018901 | 0.019698 | 0.01955 | 0.021269
TIMES Austria v1.0 | NetZero2040 high-import/high-demand | Austria | Emissions¦CO2¦Households | Mt CO2/yr | 4.6518 | 4.4214 | 4.2223 | 3.8291 | 3.3104 | 0.70315 | 0
TIMES Austria v1.0 | NetZero2040 high-import/high-demand | Austria | Emissions¦CO2¦Industry | Mt CO2/yr | 11.9142 | 9.635 | 9.3642 | 9.8738 | 7.769 | 3.0711 | 0
TIMES Austria v1.0 | NetZero2040 high-import/high-demand | Austria | Emissions¦CO2¦Services | Mt CO2/yr | 1.9117 | 1.94 | 1.9678 | 1.8958 | 1.9459 | 1.6581 | 0
TIMES Austria v1.0 | NetZero2040 high-import/high-demand | Austria | Emissions¦CO2¦Transport | Mt CO2/yr | 18.9525 | 19.5492 | 17.9674 | 11.1303 | 3.2985 | 0.060473 | 0
TIMES Austria v1.0 | NetZero2040 high-import/high-demand | Austria | Emissions¦N2O¦Agriculture | Mt N2O/yr | 3.5451e-05 | 3.5166e-05 | 3.5967e-05 | 3.0488e-05 | 2.54e-05 | 2.6172e-05 | 0
TIMES Austria v1.0 | NetZero2040 high-import/high-demand | Austria | Emissions¦N2O¦Electricity | Mt N2O/yr | 0.00018302 | 0.00018747 | 0.00018359 | 0.00039835 | 0.00043925 | 3.5507e-05 | 3.4514e-05
TIMES Austria v1.0 | NetZero2040 high-import/high-demand | Austria | Emissions¦N2O¦Heat | Mt N2O/yr | 0.0001516 | 0.00017978 | 0.0001695 | 7.2214e-05 | 4.4101e-05 | 9.2935e-05 | 4.8694e-05
TIMES Austria v1.0 | NetZero2040 high-import/high-demand | Austria | Emissions¦N2O¦Households | Mt N2O/yr | 0.00027752 | 0.00027029 | 0.00026264 | 0.00024886 | 0.00022352 | 0.00019084 | 0
TIMES Austria v1.0 | NetZero2040 high-import/high-demand | Austria | Emissions¦N2O¦Industry | Mt N2O/yr | 0.00027651 | 0.00027308 | 0.00028009 | 0.00027755 | 0.00029161 | 0.0002663 | 0
TIMES Austria v1.0 | NetZero2040 high-import/high-demand | Austria | Emissions¦N2O¦Services | Mt N2O/yr | 2.2776e-05 | 2.3113e-05 | 2.3443e-05 | 2.2678e-05 | 2.403e-05 | 2.5308e-05 | 0
TIMES Austria v1.0 | NetZero2040 high-import/high-demand | Austria | Emissions¦N2O¦Transport | Mt N2O/yr | 0.0011765 | 0.0011963 | 0.0011057 | 0.00071372 | 0.00017843 | 3.6857e-06 | 0
TIMES Austria v1.0 | NetZero2040 high-import/high-demand | Austria | Energy Sector Own Use¦Electricity | TJ | 18177.275 | 17720.6169 | 17492.8498 | 17660.0642 | 17699.8028 | 12874.272 | 12661.9475
TIMES Austria v1.0 | NetZero2040 high-import/high-demand | Austria | Final Energy¦Agriculture¦Ambient Heat | TJ | 164.2673 | 166.1222 | 168.9266 | 156.8991 | 172.1001 | 190.1529 | 215.7549
TIMES Austria v1.0 | NetZero2040 high-import/high-demand | Austria | Final Energy¦Agriculture¦District Heating | TJ | 480.7064 | 481.3177 | 484.4401 | 435.3894 | 461.1204 | 497.3232 | 554.6661
TIMES Austria v1.0 | NetZero2040 high-import/high-demand | Austria | Final Energy¦Agriculture¦Electricity | TJ | 4297.742 | 4221.2474 | 4339.9305 | 6456.4792 | 10696.2862 | 12065.5946 | 13218.9681
TIMES Austria v1.0 | NetZero2040 high-import/high-demand | Austria | Final Energy¦Agriculture¦Gas¦Biogas | TJ | 0 | 0 | 0 | 0 | 0 | 0 | 0
TIMES Austria v1.0 | NetZero2040 high-import/high-demand | Austria | Final Energy¦Agriculture¦Gas¦Coal Gas | TJ | 0 | 0 | 0 | 0 | 0 | 0 | 0
TIMES Austria v1.0 | NetZero2040 high-import/high-demand | Austria | Final Energy¦Agriculture¦Gas¦Hydrogen¦Renewable Sources | TJ | 0 | 0 | 0 | 0 | 0 | 0 | 0
TIMES Austria v1.0 | NetZero2040 high-import/high-demand | Austria | Final Energy¦Agriculture¦Gas¦Methane¦Biogenic | TJ | 0 | 0 | 0 | 0 | 0 | 0 | 0
TIMES Austria v1.0 | NetZero2040 high-import/high-demand | Austria | Final Energy¦Agriculture¦Gas¦Methane¦Fossil | TJ | 919.4801 | 978.9774 | 1060.9834 | 1141.5605 | 1391.7703 | 1401.9222 | 1233.8729
TIMES Austria v1.0 | NetZero2040 high-import/high-demand | Austria | Final Energy¦Agriculture¦Gas¦Methane¦Synthetic¦Renewable Sources | TJ | 0 | 0 | 0 | 0 | 0 | 0 | 0
TIMES Austria v1.0 | NetZero2040 high-import/high-demand | Austria | Final Energy¦Agriculture¦Liquids¦Biofuels | TJ | 0 | 0 | 0 | 0 | 0 | 0 | 0
TIMES Austria v1.0 | NetZero2040 high-import/high-demand | Austria | Final Energy¦Agriculture¦Liquids¦Fossil | TJ | 11889.3394 | 11663.7591 | 12076.7145 | 7580.8625 | 1360.8213 | 592.3133 | 443.038
TIMES Austria v1.0 | NetZero2040 high-import/high-demand | Austria | Final Energy¦Agriculture¦Liquids¦Synfuel | TJ | 0 | 0 | 0 | 0 | 0 | 0 | 0
TIMES Austria v1.0 | NetZero2040 high-import/high-demand | Austria | Final Energy¦Agriculture¦Solids¦Biomass | TJ | 7064.7543 | 7025.5733 | 7161.5811 | 6462.2449 | 6115.2448 | 6421.9943 | 7013.8307
TIMES Austria v1.0 | NetZero2040 high-import/high-demand | Austria | Final Energy¦Agriculture¦Solids¦Coal | TJ | 21.2644 | 22.954 | 24.9659 | 26.9295 | 36.7168 | 41.5623 | 39.7923
TIMES Austria v1.0 | NetZero2040 high-import/high-demand | Austria | Final Energy¦Agriculture¦Waste | TJ | 0 | 0 | 0 | 0 | 0 | 0 | 0
TIMES Austria v1.0 | NetZero2040 high-import/high-demand | Austria | Final Energy¦Households¦Ambient Heat | TJ | 50287.4506 | 24882.3429 | 51817.4331 | 53619.1991 | 56949.9198 | 58662.2757 | 60517.5787
TIMES Austria v1.0 | NetZero2040 high-import/high-demand | Austria | Final Energy¦Households¦District Heating | TJ | 32052.4715 | 31909.0418 | 31785.2192 | 33049.3381 | 34842.9327 | 37270.1867 | 37727.8948
TIMES Austria v1.0 | NetZero2040 high-import/high-demand | Austria | Final Energy¦Households¦Electricity | TJ | 55020.1042 | 60184.5794 | 55001.2857 | 55956.7793 | 57082.6939 | 59843.8472 | 63009.1271
TIMES Austria v1.0 | NetZero2040 high-import/high-demand | Austria | Final Energy¦Households¦Gas¦Biogas | TJ | 0 | 0 | 0 | 0 | 0 | 0 | 0
TIMES Austria v1.0 | NetZero2040 high-import/high-demand | Austria | Final Energy¦Households¦Gas¦Coal Gas | TJ | 0 | 0 | 0 | 0 | 0 | 0 | 0
TIMES Austria v1.0 | NetZero2040 high-import/high-demand | Austria | Final Energy¦Households¦Gas¦Hydrogen¦Renewable Sources | TJ | 0 | 0 | 0 | 0 | 0 | 0 | 0
TIMES Austria v1.0 | NetZero2040 high-import/high-demand | Austria | Final Energy¦Households¦Gas¦Methane¦Biogenic | TJ | 0 | 600 | 600 | 600 | 0 | 0 | 0
TIMES Austria v1.0 | NetZero2040 high-import/high-demand | Austria | Final Energy¦Households¦Gas¦Methane¦Fossil | TJ | 41892.3036 | 40163.0993 | 39025.3922 | 37879.4515 | 37251.9689 | 0 | 0
TIMES Austria v1.0 | NetZero2040 high-import/high-demand | Austria | Final Energy¦Households¦Gas¦Methane¦Synthetic¦Renewable Sources | TJ | 0 | 0 | 0 | 0 | 0 | 31897.6612 | 27886.8912
TIMES Austria v1.0 | NetZero2040 high-import/high-demand | Austria | Final Energy¦Households¦Liquids¦Biofuels | TJ | 0 | 0 | 0 | 0 | 0 | 0 | 0
TIMES Austria v1.0 | NetZero2040 high-import/high-demand | Austria | Final Energy¦Households¦Liquids¦Fossil | TJ | 31218.9933 | 29410.1556 | 27575.1498 | 23113.4023 | 16555.8721 | 9537.6675 | 7843.7085
TIMES Austria v1.0 | NetZero2040 high-import/high-demand | Austria | Final Energy¦Households¦Liquids¦Synfuel | TJ | 0 | 0 | 0 | 0 | 0 | 31897.6612 | 27886.8912
TIMES Austria v1.0 | NetZero2040 high-import/high-demand | Austria | Final Energy¦Households¦Solids¦Biomass | TJ | 63782.0713 | 62283.317 | 60664.6925 | 57900.3024 | 52536.7634 | 46319.5093 | 34410.1381
TIMES Austria v1.0 | NetZero2040 high-import/high-demand | Austria | Final Energy¦Households¦Solids¦Coal | TJ | 0.0025069 | 0 | 0 | 0 | 0 | 0 | 0
TIMES Austria v1.0 | NetZero2040 high-import/high-demand | Austria | Final Energy¦Households¦Waste | TJ | 0 | 0 | 0 | 0 | 0 | 0 | 0
TIMES Austria v1.0 | NetZero2040 high-import/high-demand | Austria | Final Energy¦Industry¦District Heating | TJ | 10493.1919 | 10462.623 | 10580.2075 | 10076.8788 | 11046.2847 | 10155.7854 | 14000.6848
TIMES Austria v1.0 | NetZero2040 high-import/high-demand | Austria | Final Energy¦Industry¦Electricity | TJ | 105570.1183 | 103809.1475 | 102175.9978 | 92049.6396 | 108014.3604 | 119841.6546 | 116278.0908
TIMES Austria v1.0 | NetZero2040 high-import/high-demand | Austria | Final Energy¦Industry¦Gas¦Biogas | TJ | 0 | 0 | 0 | 0 | 0 | 0 | 0
TIMES Austria v1.0 | NetZero2040 high-import/high-demand | Austria | Final Energy¦Industry¦Gas¦Coal Gas | TJ | 3690.5981 | 3963.7416 | 4171.7253 | 4462.6638 | 4032.0534 | 1513.6457 | 0
TIMES Austria v1.0 | NetZero2040 high-import/high-demand | Austria | Final Energy¦Industry¦Gas¦Hydrogen¦Renewable Sources | TJ | 0 | 0 | 0 | 0 | 3367.7077 | 24302.7788 | 38767.8608
TIMES Austria v1.0 | NetZero2040 high-import/high-demand | Austria | Final Energy¦Industry¦Gas¦Methane¦Biogenic | TJ | 0 | 0 | 0 | 0 | 2352.992 | 23694.2022 | 62541.0868
TIMES Austria v1.0 | NetZero2040 high-import/high-demand | Austria | Final Energy¦Industry¦Gas¦Methane¦Fossil | TJ | 147794.1677 | 139453.4835 | 132336.3632 | 116443.1862 | 92062.7499 | 0 | 0
TIMES Austria v1.0 | NetZero2040 high-import/high-demand | Austria | Final Energy¦Industry¦Gas¦Methane¦Synthetic¦Renewable Sources | TJ | 0 | 0 | 0 | 0 | 0 | 84139.8555 | 74399.1607
TIMES Austria v1.0 | NetZero2040 high-import/high-demand | Austria | Final Energy¦Industry¦Liquids¦Biofuels | TJ | 0 | 0 | 0 | 0 | 0 | 0 | 0
TIMES Austria v1.0 | NetZero2040 high-import/high-demand | Austria | Final Energy¦Industry¦Liquids¦Fossil | TJ | 12444.1281 | 12783.6342 | 12859.759 | 12066.6823 | 5678.3129 | 1098.0129 | 40.574
TIMES Austria v1.0 | NetZero2040 high-import/high-demand | Austria | Final Energy¦Industry¦Liquids¦Synfuel | TJ | 0 | 0 | 0 | 0 | 0 | 84139.8555 | 74399.1607
TIMES Austria v1.0 | NetZero2040 high-import/high-demand | Austria | Final Energy¦Industry¦Solar | TJ | 309.3375 | 332.8407 | 353.6657 | 389.6596 | 2173.6218 | 4065.0194 | 6120.3932
TIMES Austria v1.0 | NetZero2040 high-import/high-demand | Austria | Final Energy¦Industry¦Solids¦Biomass | TJ | 48039.5954 | 48035.8614 | 49720.0398 | 49822.1973 | 55330.8784 | 55690.3967 | 45235.8468
TIMES Austria v1.0 | NetZero2040 high-import/high-demand | Austria | Final Energy¦Industry¦Solids¦Coal | TJ | 13540.7857 | 12702.8377 | 12272.6905 | 10281.4529 | 7575.4957 | 3184.5435 | 0
TIMES Austria v1.0 | NetZero2040 high-import/high-demand | Austria | Final Energy¦Industry¦Waste | TJ | 10500.5875 | 10105.1888 | 10495.4032 | 11005.0535 | 11567.201 | 8771.2398 | 1462.2441
TIMES Austria v1.0 | NetZero2040 high-import/high-demand | Austria | Final Energy¦Services¦Ambient Heat | TJ | 5727.9566 | 5812.8483 | 5895.8843 | 5725.3776 | 6246.7314 | 8126.7166 | 25400.9318
TIMES Austria v1.0 | NetZero2040 high-import/high-demand | Austria | Final Energy¦Services¦District Heating | TJ | 32948.6847 | 33437.0037 | 33914.6485 | 32946.2223 | 35846.2192 | 40499.2042 | 44830.4592
TIMES Austria v1.0 | NetZero2040 high-import/high-demand | Austria | Final Energy¦Services¦Electricity | TJ | 46155.8784 | 46839.9359 | 47509.0405 | 46048.9134 | 49358.1726 | 54983.2135 | 61023.965
TIMES Austria v1.0 | NetZero2040 high-import/high-demand | Austria | Final Energy¦Services¦Gas¦Biogas | TJ | 0 | 0 | 0 | 0 | 0 | 0 | 0
TIMES Austria v1.0 | NetZero2040 high-import/high-demand | Austria | Final Energy¦Services¦Gas¦Coal Gas | TJ | 0 | 0 | 0 | 0 | 0 | 0 | 0
TIMES Austria v1.0 | NetZero2040 high-import/high-demand | Austria | Final Energy¦Services¦Gas¦Hydrogen¦Renewable Sources | TJ | 0 | 0 | 0 | 0 | 0 | 0 | 0
TIMES Austria v1.0 | NetZero2040 high-import/high-demand | Austria | Final Energy¦Services¦Gas¦Methane¦Biogenic | TJ | 0 | 0 | 0 | 0 | 0 | 0 | 0
TIMES Austria v1.0 | NetZero2040 high-import/high-demand | Austria | Final Energy¦Services¦Gas¦Methane¦Fossil | TJ | 18612.7233 | 18888.5749 | 19158.3966 | 18437.4945 | 18773.3129 | 16150.766 | 1968.4225
TIMES Austria v1.0 | NetZero2040 high-import/high-demand | Austria | Final Energy¦Services¦Gas¦Methane¦Synthetic¦Renewable Sources | TJ | 0 | 0 | 0 | 0 | 0 | 0 | 0
TIMES Austria v1.0 | NetZero2040 high-import/high-demand | Austria | Final Energy¦Services¦Liquids¦Biofuels | TJ | 0 | 0 | 0 | 0 | 0 | 0 | 0
TIMES Austria v1.0 | NetZero2040 high-import/high-demand | Austria | Final Energy¦Services¦Liquids¦Fossil | TJ | 11759.9361 | 11934.2253 | 12104.7047 | 11677.1348 | 12101.2703 | 10191.795 | 1226.7053
TIMES Austria v1.0 | NetZero2040 high-import/high-demand | Austria | Final Energy¦Services¦Liquids¦Synfuel | TJ | 0 | 0 | 0 | 0 | 0 | 0 | 0
TIMES Austria v1.0 | NetZero2040 high-import/high-demand | Austria | Final Energy¦Services¦Solids¦Biomass | TJ | 3690.4547 | 3745.1494 | 3798.6486 | 3681.5075 | 3958.1777 | 4611.5154 | 9154.4034
TIMES Austria v1.0 | NetZero2040 high-import/high-demand | Austria | Final Energy¦Services¦Solids¦Coal | TJ | 230.2102 | 233.622 | 236.9593 | 229.0486 | 240.8396 | 227.2309 | 24.9776
TIMES Austria v1.0 | NetZero2040 high-import/high-demand | Austria | Final Energy¦Services¦Waste | TJ | 63.5433 | 64.485 | 65.4062 | 63.2568 | 66.7704 | 65.3776 | 8.1483
TIMES Austria v1.0 | NetZero2040 high-import/high-demand | Austria | Final Energy¦Transport¦District Heating | TJ | 0 | 0 | 0 | 0 | 0 | 0 | 0
TIMES Austria v1.0 | NetZero2040 high-import/high-demand | Austria | Final Energy¦Transport¦Electricity | TJ | 23210.1746 | 24432.777 | 27250.7289 | 36753.7381 | 66289.7645 | 76948.7027 | 75329.7406
TIMES Austria v1.0 | NetZero2040 high-import/high-demand | Austria | Final Energy¦Transport¦Gas¦Biogas | TJ | 0 | 0 | 0 | 0 | 0 | 0 | 0
TIMES Austria v1.0 | NetZero2040 high-import/high-demand | Austria | Final Energy¦Transport¦Gas¦Coal Gas | TJ | 0 | 0 | 0 | 0 | 0 | 0 | 0
TIMES Austria v1.0 | NetZero2040 high-import/high-demand | Austria | Final Energy¦Transport¦Gas¦Hydrogen¦Renewable Sources | TJ | 0 | 0 | 0 | 0 | 0 | 0 | 0
TIMES Austria v1.0 | NetZero2040 high-import/high-demand | Austria | Final Energy¦Transport¦Gas¦Methane¦Biogenic | TJ | 0 | 0 | 0 | 0 | 0 | 0 | 0
TIMES Austria v1.0 | NetZero2040 high-import/high-demand | Austria | Final Energy¦Transport¦Gas¦Methane¦Fossil | TJ | 39807.8022 | 42794.5987 | 42761.0169 | 33378.9435 | 12919.9076 | 573.7901 | 0
TIMES Austria v1.0 | NetZero2040 high-import/high-demand | Austria | Final Energy¦Transport¦Gas¦Methane¦Synthetic¦Renewable Sources | TJ | 0 | 0 | 0 | 0 | 0 | 0 | 0
TIMES Austria v1.0 | NetZero2040 high-import/high-demand | Austria | Final Energy¦Transport¦Liquids¦Biofuels | TJ | 1311.8081 | 1228.0938 | 1222.8606 | 1152.0563 | 387.9093 | 3.3804 | 0
TIMES Austria v1.0 | NetZero2040 high-import/high-demand | Austria | Final Energy¦Transport¦Liquids¦Fossil | TJ | 228843.0941 | 234482.9242 | 213164.0957 | 127903.0161 | 36282.0885 | 387.7081 | 0
TIMES Austria v1.0 | NetZero2040 high-import/high-demand | Austria | Final Energy¦Transport¦Liquids¦Synfuel | TJ | 0 | 0 | 0 | 16237.9496 | 47726.8237 | 54679.5129 | 65796.8656
TIMES Austria v1.0 | NetZero2040 high-import/high-demand | Austria | Final Energy¦Transport¦Other¦Electricity | TJ | 4103.8944 | 4523.8221 | 4523.8221 | 4523.8221 | 4523.8221 | 4523.8221 | 4523.8221
TIMES Austria v1.0 | NetZero2040 high-import/high-demand | Austria | Final Energy¦Transport¦Rail¦Electricity | TJ | 5723.4223 | 5744.8566 | 5766.7833 | 5546.4546 | 5571.4732 | 5593.2728 | 5536.3923
TIMES Austria v1.0 | NetZero2040 high-import/high-demand | Austria | Final Energy¦Transport¦Road¦Bus¦Electricity | TJ | 27.495 | 36.3362 | 238.5132 | 935.2312 | 1711.5843 | 723.1903 | 0
TIMES Austria v1.0 | NetZero2040 high-import/high-demand | Austria | Final Energy¦Transport¦Road¦Cars¦Electricity | TJ | 177.812 | 210.178 | 2284.0101 | 10514.0939 | 26863.1466 | 37567.3373 | 34619.952
TIMES Austria v1.0 | NetZero2040 high-import/high-demand | Austria | Final Energy¦Transport¦Road¦Electricity | TJ | 13382.8578 | 14164.0983 | 16960.1235 | 26683.4614 | 56194.4692 | 66831.6078 | 65269.5262
TIMES Austria v1.0 | NetZero2040 high-import/high-demand | Austria | Final Energy¦Transport¦Road¦LDV¦Electricity | TJ | 6056.4434 | 6195.0097 | 6335.9862 | 6284.2114 | 6957.8748 | 7691.2876 | 8536.4679
TIMES Austria v1.0 | NetZero2040 high-import/high-demand | Austria | Final Energy¦Transport¦Road¦Trucks¦Electricity | TJ | 0 | 0 | 0 | 0 | 12745.369 | 14088.8276 | 15637.0209
TIMES Austria v1.0 | NetZero2040 high-import/high-demand | Austria | Final Energy¦Transport¦Solar | TJ | 0 | 0 | 0 | 0 | 0 | 0 | 0
TIMES Austria v1.0 | NetZero2040 high-import/high-demand | Austria | Final Energy¦Transport¦Solids¦Biomass | TJ | 0.25428 | 0.24276 | 0.23127 | 0.19493 | 0 | 0 | 0
TIMES Austria v1.0 | NetZero2040 high-import/high-demand | Austria | Final Energy¦Transport¦Solids¦Coal | TJ | 3.6608 | 3.4949 | 3.3295 | 2.8063 | 0 | 0 | 0
TIMES Austria v1.0 | NetZero2040 high-import/high-demand | Austria | Final Energy¦Transport¦Waste | TJ | 0 | 0 | 0 | 0 | 0 | 0 | 0
TIMES Austria v1.0 | NetZero2040 high-import/high-demand | Austria | Gross Domestic Consumption¦Ambient Heat | TJ | 57460.531 | 36845.5774 | 64177.3616 | 66765.3212 | 92592.5503 | 105816.2024 | 133580.3802
TIMES Austria v1.0 | NetZero2040 high-import/high-demand | Austria | Gross Domestic Consumption¦Electricity | TJ | 25376.425 | 36705.5618 | 20811.0764 | 46194.3107 | 72772.5452 | 9611.3507 | 11901.6
TIMES Austria v1.0 | NetZero2040 high-import/high-demand | Austria | Gross Domestic Consumption¦Gas¦Biogas | TJ | 0 | 0 | 0 | 0 | 0 | 0 | 0
TIMES Austria v1.0 | NetZero2040 high-import/high-demand | Austria | Gross Domestic Consumption¦Gas¦Coal Gas | TJ | 0 | 0 | 0 | 0 | 0 | 0 | 0
TIMES Austria v1.0 | NetZero2040 high-import/high-demand | Austria | Gross Domestic Consumption¦Gas¦Hydrogen¦Renewable Sources | TJ | 0 | 0 | 0 | 0 | 3600 | 18401.8975 | 32892.3477
TIMES Austria v1.0 | NetZero2040 high-import/high-demand | Austria | Gross Domestic Consumption¦Gas¦Methane¦Biogenic | TJ | 0 | 0 | 0 | 0 | 360 | 2296.1664 | 24437.0498
TIMES Austria v1.0 | NetZero2040 high-import/high-demand | Austria | Gross Domestic Consumption¦Gas¦Methane¦Fossil | TJ | 297333.2633 | 297333.2633 | 288993.2061 | 268711.2773 | 234194.3329 | 133263.2269 | 3296.6399
TIMES Austria v1.0 | NetZero2040 high-import/high-demand | Austria | Gross Domestic Consumption¦Gas¦Methane¦Synthetic¦Renewable Sources | TJ | 0 | 0 | 0 | 0 | 0 | 182920.4871 | 194638.7789
TIMES Austria v1.0 | NetZero2040 high-import/high-demand | Austria | Gross Domestic Consumption¦Hydro | TJ | 151193.657 | 152008.8693 | 153504.0767 | 156969.4461 | 162745.0619 | 159702.2997 | 162745.0619
TIMES Austria v1.0 | NetZero2040 high-import/high-demand | Austria | Gross Domestic Consumption¦Liquids¦Biofuels | TJ | 1313.0679 | 1228.0938 | 1222.8606 | 1154.1931 | 388.9776 | 0 | 0
TIMES Austria v1.0 | NetZero2040 high-import/high-demand | Austria | Gross Domestic Consumption¦Liquids¦Fossil | TJ | 434729.1726 | 379718.5386 | 346944.2961 | 223484.9478 | 92306.8181 | 36637.4801 | 16388.0987
TIMES Austria v1.0 | NetZero2040 high-import/high-demand | Austria | Gross Domestic Consumption¦Liquids¦Synfuel | TJ | 0 | 0 | 0 | 0 | 7200 | 54679.5129 | 65796.8656
TIMES Austria v1.0 | NetZero2040 high-import/high-demand | Austria | Gross Domestic Consumption¦Solar | TJ | 7445.3468 | 7569.5696 | 8694.1991 | 10132.5295 | 67060.8468 | 67030.9113 | 64374.6553
TIMES Austria v1.0 | NetZero2040 high-import/high-demand | Austria | Gross Domestic Consumption¦Solids¦Biomass | TJ | 210785.9176 | 235583.1487 | 231024.8853 | 252000 | 252000 | 181412.1358 | 172376.0463
TIMES Austria v1.0 | NetZero2040 high-import/high-demand | Austria | Gross Domestic Consumption¦Solids¦Coal | TJ | 61466.6294 | 62388.9631 | 68570.2867 | 71617.1288 | 63461.8138 | 24488.9466 | 64.7699
TIMES Austria v1.0 | NetZero2040 high-import/high-demand | Austria | Gross Domestic Consumption¦Waste | TJ | 23085.9609 | 15820.8465 | 16371.4367 | 15905.454 | 15637.3641 | 12559.4503 | 5154.8916
TIMES Austria v1.0 | NetZero2040 high-import/high-demand | Austria | Gross Domestic Consumption¦Wind | TJ | 24449.5097 | 24449.5097 | 34929.519 | 58355.1026 | 118699.9898 | 118699.9898 | 118699.9898
TIMES Austria v1.0 | NetZero2040 high-import/high-demand | Austria | Imports¦Bio-Methane | TJ | 0 | 0 | 0 | 0 | 360 | 2296.1664 | 24437.0498
TIMES Austria v1.0 | NetZero2040 high-import/high-demand | Austria | Imports¦Biofuels | TJ | 1313.0679 | 1228.0938 | 1222.8606 | 1154.1931 | 388.9776 | 0 | 0
TIMES Austria v1.0 | NetZero2040 high-import/high-demand | Austria | Imports¦Biogas | TJ | 0 | 0 | 0 | 0 | 0 | 0 | 0
TIMES Austria v1.0 | NetZero2040 high-import/high-demand | Austria | Imports¦Biomass | TJ | 0 | 0 | 0 | 9079.962 | 14740.743 | 0 | 0
TIMES Austria v1.0 | NetZero2040 high-import/high-demand | Austria | Imports¦Coal | TJ | 61466.6294 | 62388.9631 | 68570.2867 | 71617.1288 | 63461.8138 | 24488.9466 | 64.7699
TIMES Austria v1.0 | NetZero2040 high-import/high-demand | Austria | Imports¦Crude Oil & Products | TJ | 434729.1726 | 379718.5386 | 346944.2961 | 223484.9478 | 92306.8181 | 36637.4801 | 16388.0987
TIMES Austria v1.0 | NetZero2040 high-import/high-demand | Austria | Imports¦Electricity | TJ | 25376.425 | 36705.5618 | 20811.0764 | 46194.3107 | 72772.5452 | 9611.3507 | 11901.6
TIMES Austria v1.0 | NetZero2040 high-import/high-demand | Austria | Imports¦Hydrogen | TJ | 0 | 0 | 0 | 0 | 3600 | 18401.8975 | 32892.3477
TIMES Austria v1.0 | NetZero2040 high-import/high-demand | Austria | Imports¦Natural Gas | TJ | 297333.2633 | 297333.2633 | 288993.2061 | 268711.2773 | 234194.3329 | 133263.2269 | 3296.6399
TIMES Austria v1.0 | NetZero2040 high-import/high-demand | Austria | Imports¦Synthetic Fuels | TJ | 0 | 0 | 0 | 0 | 7200 | 54679.5129 | 65796.8656
TIMES Austria v1.0 | NetZero2040 high-import/high-demand | Austria | Imports¦Synthetic Methane | TJ | 0 | 0 | 0 | 0 | 0 | 182920.4871 | 194638.7789
TIMES Austria v1.0 | NetZero2040 high-import/high-demand | Austria | Secondary Energy¦Electricity | TJ | 255975.9428 | 247648.466 | 260270.4133 | 306820.8717 | 448566.6439 | 380579.2694 | 379094.762
TIMES Austria v1.0 | NetZero2040 high-import/high-demand | Austria | Secondary Energy¦Electricity¦Biomass | TJ | 13728.9075 | 17514.5831 | 17300.6973 | 30912.3133 | 42341.6219 | 7773.885 | 7430.9833
TIMES Austria v1.0 | NetZero2040 high-import/high-demand | Austria | Secondary Energy¦Electricity¦Coal | TJ | 2396.3793 | 3079.6755 | 3043.7116 | 1724.6732 | 377.0448 | 194.0922 | 0
TIMES Austria v1.0 | NetZero2040 high-import/high-demand | Austria | Secondary Energy¦Electricity¦Gas | TJ | 50900.7095 | 38191.8202 | 39021.8098 | 45455.5047 | 54769.0294 | 25150.3592 | 24417.6456
TIMES Austria v1.0 | NetZero2040 high-import/high-demand | Austria | Secondary Energy¦Electricity¦Gas¦Biogas | TJ | 2219.293 | 4661.981 | 4686.6177 | 4702.3034 | 4763.2278 | 4793.981 | 4823.7692
TIMES Austria v1.0 | NetZero2040 high-import/high-demand | Austria | Secondary Energy¦Electricity¦Gas¦Coal Gas | TJ | 8041.1635 | 8463.1478 | 9482.0903 | 10365.7626 | 9455.6281 | 3569.3318 | 0
TIMES Austria v1.0 | NetZero2040 high-import/high-demand | Austria | Secondary Energy¦Electricity¦Gas¦Methane | TJ | 40640.253 | 25066.6914 | 24853.1017 | 30387.4388 | 40550.1735 | 16787.0463 | 19593.8765
TIMES Austria v1.0 | NetZero2040 high-import/high-demand | Austria | Secondary Energy¦Electricity¦Gas¦Methane¦Fossil | TJ | 40640.253 | 25066.6914 | 24853.1017 | 30387.4388 | 40550.1735 | 16787.0463 | 19593.8765
TIMES Austria v1.0 | NetZero2040 high-import/high-demand | Austria | Secondary Energy¦Electricity¦Gas¦Methane¦Synthetic | TJ | 0 | 0 | 0 | 0 | 0 | 0 | 0
TIMES Austria v1.0 | NetZero2040 high-import/high-demand | Austria | Secondary Energy¦Electricity¦Gas¦Methane¦Synthetic¦Renewable Sources | TJ | 0 | 0 | 0 | 0 | 0 | 0 | 0
TIMES Austria v1.0 | NetZero2040 high-import/high-demand | Austria | Secondary Energy¦Electricity¦Geothermal | TJ | 36.4724 | 191.6952 | 192.3651 | 191.6282 | 194.8657 | 198.1276 | 201.9627
TIMES Austria v1.0 | NetZero2040 high-import/high-demand | Austria | Secondary Energy¦Electricity¦Hydro | TJ | 151193.657 | 152008.8693 | 153504.0767 | 156969.4461 | 162745.0619 | 159702.2997 | 162745.0619
TIMES Austria v1.0 | NetZero2040 high-import/high-demand | Austria | Secondary Energy¦Electricity¦Liquids | TJ | 2845.0557 | 2689.8824 | 2594.5704 | 2119.7373 | 1537.3526 | 836.314 | 0
TIMES Austria v1.0 | NetZero2040 high-import/high-demand | Austria | Secondary Energy¦Electricity¦Liquids¦Fossil | TJ | 2845.0557 | 2689.8824 | 2594.5704 | 2119.7373 | 1537.3526 | 836.314 | 0
TIMES Austria v1.0 | NetZero2040 high-import/high-demand | Austria | Secondary Energy¦Electricity¦Solar | TJ | 7354.562 | 7478.7848 | 7602.9183 | 9052.5295 | 65682.4627 | 65609.7127 | 62972.258
TIMES Austria v1.0 | NetZero2040 high-import/high-demand | Austria | Secondary Energy¦Electricity¦Waste | TJ | 3070.6896 | 2043.6458 | 2080.7451 | 2039.9368 | 2219.2151 | 2414.4893 | 2626.8606
TIMES Austria v1.0 | NetZero2040 high-import/high-demand | Austria | Secondary Energy¦Electricity¦Wind | TJ | 24449.5097 | 24449.5097 | 34929.519 | 58355.1026 | 118699.9898 | 118699.9898 | 118699.9898
TIMES Austria v1.0 | NetZero2040 high-import/high-demand | Austria | Secondary Energy¦Hydrogen | TJ | 0 | 0 | 0 | 0 | 972 | 7293.1622 | 7293.1622
TIMES Austria v1.0 | NetZero2040 high-import/high-demand | Austria | Stock¦Cars¦Combustion Engine | thousand | 4476.2129 | 4439.8989 | 4254.9873 | 3305.6386 | 1394.6324 | 29.7195 | 0
TIMES Austria v1.0 | NetZero2040 high-import/high-demand | Austria | Stock¦Cars¦Electric | thousand | 16.7193 | 19.937 | 227.9761 | 1072.0997 | 2814.3222 | 3991.8454 | 3722.2774
TIMES Austria v1.0 | NetZero2040 high-import/high-demand | Austria | Stock¦Cars¦Fuel Cell | thousand | 0.019561 | 0.020584 | 0.020584 | 0.020584 | 0.010072 | 0.00068804 | 0
TIMES Austria v1.0 | NetZero2040 high-import/high-demand | Austria | Stock¦Cars¦Hybrid | thousand | 90.1846 | 125.8125 | 125.4463 | 123.8138 | 108.9399 | 20.2872 | 0
TIMES Austria v1.0 | NetZero2040 high-import/high-demand | Austria | Transmission Losses¦Electricity | TJ | 12772.9107 | 12974.3745 | 12734.9734 | 15726.735 | 22608.5791 | 16491.2689 | 15990.6379
TIMES Austria v1.0 | NetZero2040 high-import/high-demand | Austria | Transmission Losses¦Heat | TJ | 13079.3793 | 12865.8229 | 12678.0194 | 11844.3018 | 11341.097 | 10754.2002 | 10268.1972
TIMES Austria v1.0 | NetZero2040 high-import/low-demand | Austria | Capacity¦Combined Heat and Power Plant¦Electricity¦Biomass | MW | 980.4433 | 865.7272 | 1716.329 | 2692.5045 | 3982.4341 | 3946.076 | 3563.5021
TIMES Austria v1.0 | NetZero2040 high-import/low-demand | Austria | Capacity¦Combined Heat and Power Plant¦Electricity¦Coal | MW | 556.8635 | 431.1776 | 427.2621 | 233.7872 | 36.6015 | 17.3592 | 0
TIMES Austria v1.0 | NetZero2040 high-import/low-demand | Austria | Capacity¦Combined Heat and Power Plant¦Electricity¦Gas¦Biogas | MW | 91.5232 | 276.8465 | 349.195 | 406.1916 | 648.3359 | 647.1912 | 528.1933
TIMES Austria v1.0 | NetZero2040 high-import/low-demand | Austria | Capacity¦Combined Heat and Power Plant¦Electricity¦Gas¦Coal Gas | MW | 359.7446 | 376.3347 | 423.6891 | 448.2263 | 370.7719 | 131.0178 | 0
TIMES Austria v1.0 | NetZero2040 high-import/low-demand | Austria | Capacity¦Combined Heat and Power Plant¦Electricity¦Gas¦Methane | MW | 4411.2588 | 4380.6267 | 4347.4742 | 4653.1295 | 5396.7181 | 4267.8966 | 3577.9291
TIMES Austria v1.0 | NetZero2040 high-import/low-demand | Austria | Capacity¦Combined Heat and Power Plant¦Electricity¦Gas¦Methane¦Biogenic | MW | 1.7908 | 1.6714 | 7.8418 | 6.0322 | 3.0161 | 0 | 0
TIMES Austria v1.0 | NetZero2040 high-import/low-demand | Austria | Capacity¦Combined Heat and Power Plant¦Electricity¦Liquids | MW | 150.5225 | 145.73 | 186.8381 | 151.5566 | 104.7255 | 57.7303 | 10.5596
TIMES Austria v1.0 | NetZero2040 high-import/low-demand | Austria | Capacity¦Combined Heat and Power Plant¦Electricity¦Liquids¦Biofuels | MW | 0.4605 | 0.4298 | 1.0154 | 0.78105 | 0.39053 | 0 | 0
TIMES Austria v1.0 | NetZero2040 high-import/low-demand | Austria | Capacity¦Combined Heat and Power Plant¦Electricity¦Waste | MW | 121.9139 | 123.615 | 125.249 | 120.5546 | 120.755 | 120.9645 | 121.1716
TIMES Austria v1.0 | NetZero2040 high-import/low-demand | Austria | Capacity¦Electrolyser¦Hydrogen¦Electricity | MW | 0 | 0 | 0 | 0 | 50 | 315.0638 | 315.0638
TIMES Austria v1.0 | NetZero2040 high-import/low-demand | Austria | Capacity¦Heat Plant¦Heat¦Biomass | MW | 3075.2387 | 3478.0189 | 3227.5656 | 2924.4653 | 2429.5476 | 1775.4422 | 891.6954
TIMES Austria v1.0 | NetZero2040 high-import/low-demand | Austria | Capacity¦Heat Plant¦Heat¦Electricity | MW | 200 | 209.7657 | 240 | 300 | 400 | 552.6282 | 587.4715
TIMES Austria v1.0 | NetZero2040 high-import/low-demand | Austria | Capacity¦Heat Plant¦Heat¦Gas¦Methane | MW | 878.3795 | 843.2827 | 1061.0088 | 922.2752 | 691.4269 | 460.5734 | 229.7144
TIMES Austria v1.0 | NetZero2040 high-import/low-demand | Austria | Capacity¦Heat Plant¦Heat¦Geothermal | MW | 83.3138 | 454.0243 | 480.8537 | 560.7778 | 694.4562 | 685.9311 | 677.4058
TIMES Austria v1.0 | NetZero2040 high-import/low-demand | Austria | Capacity¦Heat Plant¦Heat¦Liquids | MW | 36.222 | 34.7731 | 82.8609 | 72.0529 | 54.0397 | 36.0265 | 18.0132
TIMES Austria v1.0 | NetZero2040 high-import/low-demand | Austria | Capacity¦Heat Plant¦Heat¦Solar | MW | 25.218 | 25.218 | 303.1336 | 300 | 400 | 394.7774 | 389.5548
TIMES Austria v1.0 | NetZero2040 high-import/low-demand | Austria | Capacity¦Heat Plant¦Heat¦Waste | MW | 147.9363 | 148.1573 | 148.3696 | 147.7597 | 147.7857 | 147.8129 | 147.8398
TIMES Austria v1.0 | NetZero2040 high-import/low-demand | Austria | Capacity¦Power Plant¦Electricity¦Coal | MW | 0 | 0 | 0 | 0 | 0 | 0 | 0
TIMES Austria v1.0 | NetZero2040 high-import/low-demand | Austria | Capacity¦Power Plant¦Electricity¦Gas¦Hydrogen | MW | 0 | 0 | 0 | 0 | 67.9509 | 67.9509 | 67.9509
TIMES Austria v1.0 | NetZero2040 high-import/low-demand | Austria | Capacity¦Power Plant¦Electricity¦Gas¦Methane | MW | 154 | 154 | 154 | 154 | 154 | 154 | 154
TIMES Austria v1.0 | NetZero2040 high-import/low-demand | Austria | Capacity¦Power Plant¦Electricity¦Geothermal | MW | 441.8232 | 450.3157 | 458.4739 | 435.0368 | 436.037 | 436.1679 | 437.2021
TIMES Austria v1.0 | NetZero2040 high-import/low-demand | Austria | Capacity¦Power Plant¦Electricity¦Hydro¦Reservoir | MW | 8843.979 | 8843.979 | 8843.979 | 8843.979 | 8843.979 | 8843.979 | 8843.979
TIMES Austria v1.0 | NetZero2040 high-import/low-demand | Austria | Capacity¦Power Plant¦Electricity¦Hydro¦Run of River | MW | 6241.0855 | 6335.0862 | 6507.4961 | 6907.0821 | 7573.0587 | 7573.0587 | 7573.0587
TIMES Austria v1.0 | NetZero2040 high-import/low-demand | Austria | Capacity¦Power Plant¦Electricity¦Solar | MW | 2043 | 2077.3333 | 2111.6667 | 2512.8832 | 18245.8666 | 18225.6576 | 17493.0076
TIMES Austria v1.0 | NetZero2040 high-import/low-demand | Austria | Capacity¦Power Plant¦Electricity¦Wind | MW | 3163.8683 | 3163.8683 | 4444.7174 | 7158.0245 | 13508.8039 | 13853.3046 | 12681.6228
TIMES Austria v1.0 | NetZero2040 high-import/low-demand | Austria | Capacity¦Storage¦Electricity¦Charging¦Hydro¦Pumped | MW | 5.7 | 6.0066 | 6.3132 | 7.2331 | 7.8463 | 8.4595 | 9.0728
TIMES Austria v1.0 | NetZero2040 high-import/low-demand | Austria | Capacity¦Storage¦Electricity¦Discharging¦Hydro¦Pumped | MW | 5.7 | 6.0066 | 6.3132 | 7.2331 | 7.8463 | 8.4595 | 9.0728
TIMES Austria v1.0 | NetZero2040 high-import/low-demand | Austria | Carbon Sequestration | Mt CO2/yr | 0 | 1.6348 | 1.5023 | 0 | 0 | 0 | 1.1972
TIMES Austria v1.0 | NetZero2040 high-import/low-demand | Austria | Conversion Input¦District Heat¦Gas¦Hydrogen | TJ | 0 | 0 | 0 | 0 | 0 | 0 | 0
TIMES Austria v1.0 | NetZero2040 high-import/low-demand | Austria | Conversion Input¦District Heat¦Gas¦Methane¦Fossil | TJ | 0 | 0 | 0 | 0 | 0 | 0 | 0
TIMES Austria v1.0 | NetZero2040 high-import/low-demand | Austria | Conversion Input¦District Heat¦Gas¦Methane¦Synthetic | TJ | 0 | 0 | 0 | 0 | 0 | 28638.8907 | 45102.0924
TIMES Austria v1.0 | NetZero2040 high-import/low-demand | Austria | Conversion Input¦District Heat¦Solid¦Biomass | TJ | 35592.006 | 44802.9467 | 42276.866 | 15925.2026 | 3322.9155 | 22335.1076 | 12046.1788
TIMES Austria v1.0 | NetZero2040 high-import/low-demand | Austria | Conversion Input¦Electricity¦Biomass | TJ | 24853.1855 | 36518.2615 | 35456.9306 | 94482.8204 | 116584.9926 | 1891.3168 | 1665.6712
TIMES Austria v1.0 | NetZero2040 high-import/low-demand | Austria | Conversion Input¦Electricity¦Gas¦Hydrogen | TJ | 0 | 0 | 0 | 0 | 0 | 0 | 0
TIMES Austria v1.0 | NetZero2040 high-import/low-demand | Austria | Conversion Input¦Electricity¦Gas¦Methane¦Fossil | TJ | 36213.0094 | 46287.606 | 46031.5766 | 53840.1299 | 62702.1057 | 0 | 0
TIMES Austria v1.0 | NetZero2040 high-import/low-demand | Austria | Conversion Input¦Electricity¦Gas¦Methane¦Synthetic | TJ | 0 | 0 | 0 | 0 | 0 | 0 | 0
TIMES Austria v1.0 | NetZero2040 high-import/low-demand | Austria | Conversion Input¦Gas¦Hydrogen¦Electricity | TJ | 0 | 0 | 0 | 0 | 1296 | 9250.0034 | 7944.8266
TIMES Austria v1.0 | NetZero2040 high-import/low-demand | Austria | Conversion Input¦Gas¦Methane¦Gas¦Hydrogen | TJ | 0 | 0 | 0 | 0 | 0 | 0 | 0
TIMES Austria v1.0 | NetZero2040 high-import/low-demand | Austria | Conversion Input¦Liquids¦Synfuel¦Electricity | TJ | 0 | 0 | 0 | 70748.2788 | 184039.0744 | 0 | 0
TIMES Austria v1.0 | NetZero2040 high-import/low-demand | Austria | Conversion Input¦Liquids¦Synfuel¦Gas¦Hydrogen | TJ | 0 | 0 | 0 | 0 | 76.5385 | 0 | 0
TIMES Austria v1.0 | NetZero2040 high-import/low-demand | Austria | Emissions¦CH4¦Agriculture | Mt CH4/yr | 0.00024829 | 0.00024649 | 0.00025189 | 0.00021752 | 0.00018868 | 0.00019558 | 0
TIMES Austria v1.0 | NetZero2040 high-import/low-demand | Austria | Emissions¦CH4¦Electricity | Mt CH4/yr | 0.0012262 | 0.0013366 | 0.0013074 | 0.0030471 | 0.0036813 | 0.00016692 | 0.00015268
TIMES Austria v1.0 | NetZero2040 high-import/low-demand | Austria | Emissions¦CH4¦Heat | Mt CH4/yr | 0.0011392 | 0.0013496 | 0.0012739 | 0.00048303 | 0.00010496 | 0.00067531 | 0.00036665
TIMES Austria v1.0 | NetZero2040 high-import/low-demand | Austria | Emissions¦CH4¦Households | Mt CH4/yr | 0.0020474 | 0.0019954 | 0.0019407 | 0.0018334 | 0.0016432 | 0.0013681 | 0
TIMES Austria v1.0 | NetZero2040 high-import/low-demand | Austria | Emissions¦CH4¦Industry | Mt CH4/yr | 0.0019563 | 0.0019365 | 0.0019916 | 0.0019258 | 0.0018908 | 0.001658 | 0
TIMES Austria v1.0 | NetZero2040 high-import/low-demand | Austria | Emissions¦CH4¦Services | Mt CH4/yr | 0.00016073 | 0.00016311 | 0.00016544 | 0.00016006 | 0.00016979 | 0.00018138 | 0
TIMES Austria v1.0 | NetZero2040 high-import/low-demand | Austria | Emissions¦CH4¦Transport | Mt CH4/yr | 0.0057562 | 0.0059849 | 0.0058427 | 0.0044261 | 0.0015511 | 5.7583e-05 | 0
TIMES Austria v1.0 | NetZero2040 high-import/low-demand | Austria | Emissions¦CO2 | Mt CO2/yr | 47.4153 | 42.408 | 40.6592 | 33.3319 | 21.4884 | 6.422 | 0.25572
TIMES Austria v1.0 | NetZero2040 high-import/low-demand | Austria | Emissions¦CO2¦Agriculture | Mt CO2/yr | 0.9189 | 0.90684 | 0.93481 | 0.60664 | 0.17717 | 0.12495 | 0
TIMES Austria v1.0 | NetZero2040 high-import/low-demand | Austria | Emissions¦CO2¦Electricity | Mt CO2/yr | 8.4393 | 5.9339 | 6.1804 | 6.5359 | 6.2894 | 1.1524 | 0.23962
TIMES Austria v1.0 | NetZero2040 high-import/low-demand | Austria | Emissions¦CO2¦Heat | Mt CO2/yr | 0.62511 | 0.019572 | 0.019765 | 0.018291 | 0.017563 | 0.01606 | 0.016098
TIMES Austria v1.0 | NetZero2040 high-import/low-demand | Austria | Emissions¦CO2¦Households | Mt CO2/yr | 4.6535 | 4.4232 | 4.2251 | 3.7856 | 3.1933 | 0.69621 | 0
TIMES Austria v1.0 | NetZero2040 high-import/low-demand | Austria | Emissions¦CO2¦Industry | Mt CO2/yr | 11.9142 | 9.7332 | 9.4742 | 9.555 | 6.9389 | 2.7024 | 0
TIMES Austria v1.0 | NetZero2040 high-import/low-demand | Austria | Emissions¦CO2¦Services | Mt CO2/yr | 1.9117 | 1.94 | 1.9678 | 1.8958 | 1.9459 | 1.6581 | 0
TIMES Austria v1.0 | NetZero2040 high-import/low-demand | Austria | Emissions¦CO2¦Transport | Mt CO2/yr | 18.9525 | 19.4512 | 17.8571 | 10.9347 | 2.9261 | 0.071837 | 0
TIMES Austria v1.0 | NetZero2040 high-import/low-demand | Austria | Emissions¦N2O¦Agriculture | Mt N2O/yr | 3.5451e-05 | 3.5166e-05 | 3.5967e-05 | 3.0488e-05 | 2.54e-05 | 2.6172e-05 | 0
TIMES Austria v1.0 | NetZero2040 high-import/low-demand | Austria | Emissions¦N2O¦Electricity | Mt N2O/yr | 0.00018304 | 0.0001874 | 0.00018341 | 0.00041374 | 0.00049687 | 2.9383e-05 | 2.6414e-05
TIMES Austria v1.0 | NetZero2040 high-import/low-demand | Austria | Emissions¦N2O¦Heat | Mt N2O/yr | 0.00015175 | 0.00017994 | 0.00016985 | 6.4402e-05 | 1.3993e-05 | 9.0041e-05 | 4.8887e-05
TIMES Austria v1.0 | NetZero2040 high-import/low-demand | Austria | Emissions¦N2O¦Households | Mt N2O/yr | 0.00027759 | 0.00027037 | 0.00026276 | 0.00024767 | 0.00022113 | 0.00018423 | 0
TIMES Austria v1.0 | NetZero2040 high-import/low-demand | Austria | Emissions¦N2O¦Industry | Mt N2O/yr | 0.00027651 | 0.00027308 | 0.00028009 | 0.00026857 | 0.00025926 | 0.00022395 | 0
TIMES Austria v1.0 | NetZero2040 high-import/low-demand | Austria | Emissions¦N2O¦Services | Mt N2O/yr | 2.2776e-05 | 2.3113e-05 | 2.3443e-05 | 2.2678e-05 | 2.403e-05 | 2.5308e-05 | 0
TIMES Austria v1.0 | NetZero2040 high-import/low-demand | Austria | Emissions¦N2O¦Transport | Mt N2O/yr | 0.0011765 | 0.0011906 | 0.0010984 | 0.00069927 | 0.00015737 | 4.3097e-06 | 0
TIMES Austria v1.0 | NetZero2040 high-import/low-demand | Austria | Energy Sector Own Use¦Electricity | TJ | 18178.1195 | 17702.8864 | 17471.7874 | 17672.2523 | 17950.1634 | 12554.5491 | 12265.449
TIMES Austria v1.0 | NetZero2040 high-import/low-demand | Austria | Final Energy¦Agriculture¦Ambient Heat | TJ | 164.2673 | 166.1222 | 168.9266 | 156.8991 | 172.1001 | 190.1529 | 215.7549
TIMES Austria v1.0 | NetZero2040 high-import/low-demand | Austria | Final Energy¦Agriculture¦District Heating | TJ | 480.7064 | 481.3177 | 484.4401 | 435.3894 | 461.1204 | 497.3232 | 554.6661
TIMES Austria v1.0 | NetZero2040 high-import/low-demand | Austria | Final Energy¦Agriculture¦Electricity | TJ | 4297.742 | 4221.2474 | 4339.9305 | 6456.4792 | 10696.2862 | 12065.5946 | 13218.9681
TIMES Austria v1.0 | NetZero2040 high-import/low-demand | Austria | Final Energy¦Agriculture¦Gas¦Biogas | TJ | 0 | 0 | 0 | 0 | 0 | 0 | 0
TIMES Austria v1.0 | NetZero2040 high-import/low-demand | Austria | Final Energy¦Agriculture¦Gas¦Coal Gas | TJ | 0 | 0 | 0 | 0 | 0 | 0 | 0
TIMES Austria v1.0 | NetZero2040 high-import/low-demand | Austria | Final Energy¦Agriculture¦Gas¦Hydrogen¦Renewable Sources | TJ | 0 | 0 | 0 | 0 | 0 | 0 | 0
TIMES Austria v1.0 | NetZero2040 high-import/low-demand | Austria | Final Energy¦Agriculture¦Gas¦Methane¦Biogenic | TJ | 0 | 0 | 0 | 0 | 0 | 0 | 0
TIMES Austria v1.0 | NetZero2040 high-import/low-demand | Austria | Final Energy¦Agriculture¦Gas¦Methane¦Fossil | TJ | 919.4801 | 978.9774 | 1060.9834 | 1141.5605 | 1391.7703 | 1401.9222 | 1233.8729
TIMES Austria v1.0 | NetZero2040 high-import/low-demand | Austria | Final Energy¦Agriculture¦Gas¦Methane¦Synthetic¦Renewable Sources | TJ | 0 | 0 | 0 | 0 | 0 | 0 | 0
TIMES Austria v1.0 | NetZero2040 high-import/low-demand | Austria | Final Energy¦Agriculture¦Liquids¦Biofuels | TJ | 0 | 0 | 0 | 0 | 0 | 0 | 0
TIMES Austria v1.0 | NetZero2040 high-import/low-demand | Austria | Final Energy¦Agriculture¦Liquids¦Fossil | TJ | 11889.3394 | 11663.7591 | 12076.7145 | 7580.8625 | 1360.8213 | 592.3133 | 443.038
TIMES Austria v1.0 | NetZero2040 high-import/low-demand | Austria | Final Energy¦Agriculture¦Liquids¦Synfuel | TJ | 0 | 0 | 0 | 0 | 0 | 0 | 0
TIMES Austria v1.0 | NetZero2040 high-import/low-demand | Austria | Final Energy¦Agriculture¦Solids¦Biomass | TJ | 7064.7543 | 7025.5733 | 7161.5811 | 6462.2449 | 6115.2448 | 6421.9943 | 7013.8307
TIMES Austria v1.0 | NetZero2040 high-import/low-demand | Austria | Final Energy¦Agriculture¦Solids¦Coal | TJ | 21.2644 | 22.954 | 24.9659 | 26.9295 | 36.7168 | 41.5623 | 39.7923
TIMES Austria v1.0 | NetZero2040 high-import/low-demand | Austria | Final Energy¦Agriculture¦Waste | TJ | 0 | 0 | 0 | 0 | 0 | 0 | 0
TIMES Austria v1.0 | NetZero2040 high-import/low-demand | Austria | Final Energy¦Households¦Ambient Heat | TJ | 50282.1594 | 39739.0033 | 51809.8134 | 53937.3047 | 57467.6162 | 59206.109 | 60992.6466
TIMES Austria v1.0 | NetZero2040 high-import/low-demand | Austria | Final Energy¦Households¦District Heating | TJ | 32078.7456 | 31935.3067 | 31825.0588 | 32259.6267 | 32906.7998 | 33829.9713 | 33060.3611
TIMES Austria v1.0 | NetZero2040 high-import/low-demand | Austria | Final Energy¦Households¦Electricity | TJ | 55024.6666 | 60239.3909 | 55009.1244 | 55126.2752 | 54841.838 | 55706.466 | 56757.2965
TIMES Austria v1.0 | NetZero2040 high-import/low-demand | Austria | Final Energy¦Households¦Gas¦Biogas | TJ | 0 | 0 | 0 | 0 | 0 | 0 | 0
TIMES Austria v1.0 | NetZero2040 high-import/low-demand | Austria | Final Energy¦Households¦Gas¦Coal Gas | TJ | 0 | 0 | 0 | 0 | 0 | 0 | 0
TIMES Austria v1.0 | NetZero2040 high-import/low-demand | Austria | Final Energy¦Households¦Gas¦Hydrogen¦Renewable Sources | TJ | 0 | 0 | 0 | 0 | 0 | 0 | 0
TIMES Austria v1.0 | NetZero2040 high-import/low-demand | Austria | Final Energy¦Households¦Gas¦Methane¦Biogenic | TJ | 0 | 600 | 600 | 600 | 0 | 0 | 0
TIMES Austria v1.0 | NetZero2040 high-import/low-demand | Austria | Final Energy¦Households¦Gas¦Methane¦Fossil | TJ | 41915.4476 | 40186.3214 | 39062.5336 | 37032.5777 | 34962.7159 | 0 | 0
TIMES Austria v1.0 | NetZero2040 high-import/low-demand | Austria | Final Energy¦Households¦Gas¦Methane¦Synthetic¦Renewable Sources | TJ | 0 | 0 | 0 | 0 | 0 | 27864.2717 | 22428.1786
TIMES Austria v1.0 | NetZero2040 high-import/low-demand | Austria | Final Energy¦Households¦Liquids¦Biofuels | TJ | 0 | 0 | 0 | 0 | 0 | 0 | 0
TIMES Austria v1.0 | NetZero2040 high-import/low-demand | Austria | Final Energy¦Households¦Liquids¦Fossil | TJ | 31224.9524 | 29416.1347 | 27585.1087 | 23168.029 | 16709.5545 | 9443.4956 | 7589.9084
TIMES Austria v1.0 | NetZero2040 high-import/low-demand | Austria | Final Energy¦Households¦Liquids¦Synfuel | TJ | 0 | 0 | 0 | 0 | 0 | 27864.2717 | 22428.1786
TIMES Austria v1.0 | NetZero2040 high-import/low-demand | Austria | Final Energy¦Households¦Solids¦Biomass | TJ | 63798.4322 | 62299.6928 | 60692.2419 | 57616.0107 | 51974.1841 | 44681.8693 | 32018.3935
TIMES Austria v1.0 | NetZero2040 high-import/low-demand | Austria | Final Energy¦Households¦Solids¦Coal | TJ | 0.0025069 | 0 | 0 | 0 | 0 | 0 | 0
TIMES Austria v1.0 | NetZero2040 high-import/low-demand | Austria | Final Energy¦Households¦Waste | TJ | 0 | 0 | 0 | 0 | 0 | 0 | 0
TIMES Austria v1.0 | NetZero2040 high-import/low-demand | Austria | Final Energy¦Industry¦District Heating | TJ | 10493.1919 | 10462.623 | 10580.2075 | 9751.4602 | 9850.5884 | 7308.6021 | 10521.1688
TIMES Austria v1.0 | NetZero2040 high-import/low-demand | Austria | Final Energy¦Industry¦Electricity | TJ | 105570.1183 | 103713.7146 | 102069.0528 | 89078.7437 | 96170.4841 | 102822.2037 | 117346.1971
TIMES Austria v1.0 | NetZero2040 high-import/low-demand | Austria | Final Energy¦Industry¦Gas¦Biogas | TJ | 0 | 0 | 0 | 0 | 0 | 0 | 0
TIMES Austria v1.0 | NetZero2040 high-import/low-demand | Austria | Final Energy¦Industry¦Gas¦Coal Gas | TJ | 3690.5981 | 3963.7416 | 4171.7253 | 4318.6404 | 3538.3393 | 1243.4392 | 0
TIMES Austria v1.0 | NetZero2040 high-import/low-demand | Austria | Final Energy¦Industry¦Gas¦Hydrogen¦Renewable Sources | TJ | 0 | 0 | 0 | 0 | 3002.7413 | 12562.9178 | 7863.1196
TIMES Austria v1.0 | NetZero2040 high-import/low-demand | Austria | Final Energy¦Industry¦Gas¦Methane¦Biogenic | TJ | 0 | 0 | 0 | 0 | 2352.992 | 16343.573 | 47335.0186
TIMES Austria v1.0 | NetZero2040 high-import/low-demand | Austria | Final Energy¦Industry¦Gas¦Methane¦Fossil | TJ | 147794.1677 | 139453.4835 | 132336.3632 | 112684.87 | 82557.1383 | 26746.0013 | 0
TIMES Austria v1.0 | NetZero2040 high-import/low-demand | Austria | Final Energy¦Industry¦Gas¦Methane¦Synthetic¦Renewable Sources | TJ | 0 | 0 | 0 | 0 | 0 | 47467.8577 | 49236.0684
TIMES Austria v1.0 | NetZero2040 high-import/low-demand | Austria | Final Energy¦Industry¦Liquids¦Biofuels | TJ | 0 | 0 | 0 | 0 | 0 | 0 | 0
TIMES Austria v1.0 | NetZero2040 high-import/low-demand | Austria | Final Energy¦Industry¦Liquids¦Fossil | TJ | 12444.1281 | 12783.6342 | 12859.759 | 11677.4982 | 5060.3895 | 976.1999 | 30.1241
TIMES Austria v1.0 | NetZero2040 high-import/low-demand | Austria | Final Energy¦Industry¦Liquids¦Synfuel | TJ | 0 | 0 | 0 | 0 | 0 | 47467.8577 | 49236.0684
TIMES Austria v1.0 | NetZero2040 high-import/low-demand | Austria | Final Energy¦Industry¦Solar | TJ | 309.3375 | 332.8407 | 353.6657 | 377.0962 | 1938.0613 | 3451.7041 | 4632.2976
TIMES Austria v1.0 | NetZero2040 high-import/low-demand | Austria | Final Energy¦Industry¦Solids¦Biomass | TJ | 48039.5954 | 48035.8614 | 49720.0398 | 48210.6543 | 49194.5962 | 46006.2372 | 34016.9
TIMES Austria v1.0 | NetZero2040 high-import/low-demand | Austria | Final Energy¦Industry¦Solids¦Coal | TJ | 13540.7857 | 12702.8377 | 12272.6905 | 9949.1842 | 6698.673 | 2718.4918 | 0
TIMES Austria v1.0 | NetZero2040 high-import/low-demand | Austria | Final Energy¦Industry¦Waste | TJ | 10500.5875 | 10105.1888 | 10495.4032 | 10649.1385 | 10275.9843 | 8165.1425 | 1099.8201
TIMES Austria v1.0 | NetZero2040 high-import/low-demand | Austria | Final Energy¦Services¦Ambient Heat | TJ | 5727.9566 | 5812.8483 | 5895.8843 | 5725.3776 | 6246.7314 | 8126.7166 | 25400.9318
TIMES Austria v1.0 | NetZero2040 high-import/low-demand | Austria | Final Energy¦Services¦District Heating | TJ | 32948.6847 | 33437.0037 | 33914.6485 | 32946.2223 | 35846.2192 | 40499.2042 | 44830.4592
TIMES Austria v1.0 | NetZero2040 high-import/low-demand | Austria | Final Energy¦Services¦Electricity | TJ | 46155.8784 | 46839.9359 | 47509.0405 | 46048.9134 | 49358.1726 | 54983.2135 | 61023.965
TIMES Austria v1.0 | NetZero2040 high-import/low-demand | Austria | Final Energy¦Services¦Gas¦Biogas | TJ | 0 | 0 | 0 | 0 | 0 | 0 | 0
TIMES Austria v1.0 | NetZero2040 high-import/low-demand | Austria | Final Energy¦Services¦Gas¦Coal Gas | TJ | 0 | 0 | 0 | 0 | 0 | 0 | 0
TIMES Austria v1.0 | NetZero2040 high-import/low-demand | Austria | Final Energy¦Services¦Gas¦Hydrogen¦Renewable Sources | TJ | 0 | 0 | 0 | 0 | 0 | 0 | 0
TIMES Austria v1.0 | NetZero2040 high-import/low-demand | Austria | Final Energy¦Services¦Gas¦Methane¦Biogenic | TJ | 0 | 0 | 0 | 0 | 0 | 0 | 0
TIMES Austria v1.0 | NetZero2040 high-import/low-demand | Austria | Final Energy¦Services¦Gas¦Methane¦Fossil | TJ | 18612.7233 | 18888.5749 | 19158.3966 | 18437.4945 | 18773.3129 | 16150.766 | 1968.4225
TIMES Austria v1.0 | NetZero2040 high-import/low-demand | Austria | Final Energy¦Services¦Gas¦Methane¦Synthetic¦Renewable Sources | TJ | 0 | 0 | 0 | 0 | 0 | 0 | 0
TIMES Austria v1.0 | NetZero2040 high-import/low-demand | Austria | Final Energy¦Services¦Liquids¦Biofuels | TJ | 0 | 0 | 0 | 0 | 0 | 0 | 0
TIMES Austria v1.0 | NetZero2040 high-import/low-demand | Austria | Final Energy¦Services¦Liquids¦Fossil | TJ | 11759.9361 | 11934.2253 | 12104.7047 | 11677.1348 | 12101.2703 | 10191.795 | 1226.7053
TIMES Austria v1.0 | NetZero2040 high-import/low-demand | Austria | Final Energy¦Services¦Liquids¦Synfuel | TJ | 0 | 0 | 0 | 0 | 0 | 0 | 0
TIMES Austria v1.0 | NetZero2040 high-import/low-demand | Austria | Final Energy¦Services¦Solids¦Biomass | TJ | 3690.4547 | 3745.1494 | 3798.6486 | 3681.5075 | 3958.1777 | 4611.5154 | 9154.4034
TIMES Austria v1.0 | NetZero2040 high-import/low-demand | Austria | Final Energy¦Services¦Solids¦Coal | TJ | 230.2102 | 233.622 | 236.9593 | 229.0486 | 240.8396 | 227.2309 | 24.9776
TIMES Austria v1.0 | NetZero2040 high-import/low-demand | Austria | Final Energy¦Services¦Waste | TJ | 63.5433 | 64.485 | 65.4062 | 63.2568 | 66.7704 | 65.3776 | 8.1483
TIMES Austria v1.0 | NetZero2040 high-import/low-demand | Austria | Final Energy¦Transport¦District Heating | TJ | 0 | 0 | 0 | 0 | 0 | 0 | 0
TIMES Austria v1.0 | NetZero2040 high-import/low-demand | Austria | Final Energy¦Transport¦Electricity | TJ | 23210.1746 | 24464.0125 | 27291.2059 | 34523.0603 | 57956.8872 | 63342.4886 | 55959.9981
TIMES Austria v1.0 | NetZero2040 high-import/low-demand | Austria | Final Energy¦Transport¦Gas¦Biogas | TJ | 0 | 0 | 0 | 0 | 0 | 0 | 0
TIMES Austria v1.0 | NetZero2040 high-import/low-demand | Austria | Final Energy¦Transport¦Gas¦Coal Gas | TJ | 0 | 0 | 0 | 0 | 0 | 0 | 0
TIMES Austria v1.0 | NetZero2040 high-import/low-demand | Austria | Final Energy¦Transport¦Gas¦Hydrogen¦Renewable Sources | TJ | 0 | 0 | 0 | 0 | 0 | 0 | 0
TIMES Austria v1.0 | NetZero2040 high-import/low-demand | Austria | Final Energy¦Transport¦Gas¦Methane¦Biogenic | TJ | 0 | 0 | 0 | 0 | 0 | 0 | 0
TIMES Austria v1.0 | NetZero2040 high-import/low-demand | Austria | Final Energy¦Transport¦Gas¦Methane¦Fossil | TJ | 39807.8022 | 42755.6703 | 42722.0885 | 33355.5865 | 12919.9076 | 573.7901 | 0
TIMES Austria v1.0 | NetZero2040 high-import/low-demand | Austria | Final Energy¦Transport¦Gas¦Methane¦Synthetic¦Renewable Sources | TJ | 0 | 0 | 0 | 0 | 0 | 0 | 0
TIMES Austria v1.0 | NetZero2040 high-import/low-demand | Austria | Final Energy¦Transport¦Liquids¦Biofuels | TJ | 1311.8081 | 1227.2323 | 1214.2675 | 1118.9582 | 387.9093 | 3.3804 | 0
TIMES Austria v1.0 | NetZero2040 high-import/low-demand | Austria | Final Energy¦Transport¦Liquids¦Fossil | TJ | 228843.0941 | 233189.356 | 211690.5028 | 125222.02 | 31256.4613 | 541.0701 | 0
TIMES Austria v1.0 | NetZero2040 high-import/low-demand | Austria | Final Energy¦Transport¦Liquids¦Synfuel | TJ | 0 | 0 | 0 | 17687.0697 | 53325.2545 | 54682.7158 | 65796.8656
TIMES Austria v1.0 | NetZero2040 high-import/low-demand | Austria | Final Energy¦Transport¦Other¦Electricity | TJ | 4103.8944 | 4523.8221 | 4523.8221 | 4523.8221 | 4523.8221 | 4523.8221 | 4523.8221
TIMES Austria v1.0 | NetZero2040 high-import/low-demand | Austria | Final Energy¦Transport¦Rail¦Electricity | TJ | 5723.4223 | 5909.1382 | 6100.6457 | 6358.3743 | 7312.6522 | 8390.1889 | 9725.8151
TIMES Austria v1.0 | NetZero2040 high-import/low-demand | Austria | Final Energy¦Transport¦Road¦Bus¦Electricity | TJ | 27.495 | 36.3362 | 238.5132 | 935.2312 | 1711.5843 | 723.1903 | 0
TIMES Austria v1.0 | NetZero2040 high-import/low-demand | Austria | Final Energy¦Transport¦Road¦Cars¦Electricity | TJ | 177.812 | 210.178 | 2284.0101 | 8260.0436 | 20811.866 | 27657.3897 | 20817.426
TIMES Austria v1.0 | NetZero2040 high-import/low-demand | Austria | Final Energy¦Transport¦Road¦Electricity | TJ | 13382.8578 | 14031.0522 | 16666.7381 | 23640.8639 | 46120.4129 | 50428.4776 | 41710.3608
TIMES Austria v1.0 | NetZero2040 high-import/low-demand | Austria | Final Energy¦Transport¦Road¦LDV¦Electricity | TJ | 6056.4434 | 6064.8382 | 6071.2761 | 5639.1626 | 5569.386 | 5451.5909 | 5166.2479
TIMES Austria v1.0 | NetZero2040 high-import/low-demand | Austria | Final Energy¦Transport¦Road¦Trucks¦Electricity | TJ | 0 | 0 | 0 | 0 | 10201.9484 | 9986.1725 | 9463.4838
TIMES Austria v1.0 | NetZero2040 high-import/low-demand | Austria | Final Energy¦Transport¦Solar | TJ | 0 | 0 | 0 | 0 | 0 | 0 | 0
TIMES Austria v1.0 | NetZero2040 high-import/low-demand | Austria | Final Energy¦Transport¦Solids¦Biomass | TJ | 0.25428 | 0.24276 | 0.23127 | 0.19493 | 0 | 0 | 0
TIMES Austria v1.0 | NetZero2040 high-import/low-demand | Austria | Final Energy¦Transport¦Solids¦Coal | TJ | 3.6608 | 3.4949 | 3.3295 | 2.8063 | 0 | 0 | 0
TIMES Austria v1.0 | NetZero2040 high-import/low-demand | Austria | Final Energy¦Transport¦Waste | TJ | 0 | 0 | 0 | 0 | 0 | 0 | 0
TIMES Austria v1.0 | NetZero2040 high-import/low-demand | Austria | Gross Domestic Consumption¦Ambient Heat | TJ | 57455.2399 | 51324.4066 | 64169.7419 | 67066.68 | 92154.066 | 103280.9831 | 127484.0899
TIMES Austria v1.0 | NetZero2040 high-import/low-demand | Austria | Gross Domestic Consumption¦Electricity | TJ | 25382.2194 | 36680.8061 | 20737.3766 | 46162.4022 | 72526.4721 | 2298.24 | 5767.5253
TIMES Austria v1.0 | NetZero2040 high-import/low-demand | Austria | Gross Domestic Consumption¦Gas¦Biogas | TJ | 0 | 0 | 0 | 0 | 0 | 0 | 0
TIMES Austria v1.0 | NetZero2040 high-import/low-demand | Austria | Gross Domestic Consumption¦Gas¦Coal Gas | TJ | 0 | 0 | 0 | 0 | 0 | 0 | 0
TIMES Austria v1.0 | NetZero2040 high-import/low-demand | Austria | Gross Domestic Consumption¦Gas¦Hydrogen¦Renewable Sources | TJ | 0 | 0 | 0 | 0 | 3600 | 7075.6766 | 3475.6766
TIMES Austria v1.0 | NetZero2040 high-import/low-demand | Austria | Gross Domestic Consumption¦Gas¦Methane¦Biogenic | TJ | 0 | 0 | 0 | 0 | 360 | 2296.1664 | 24437.0498
TIMES Austria v1.0 | NetZero2040 high-import/low-demand | Austria | Gross Domestic Consumption¦Gas¦Methane¦Fossil | TJ | 297308.1511 | 297308.1511 | 288981.3705 | 262969.3979 | 217489.1494 | 117992.4907 | 3295.1571
TIMES Austria v1.0 | NetZero2040 high-import/low-demand | Austria | Gross Domestic Consumption¦Gas¦Methane¦Synthetic¦Renewable Sources | TJ | 0 | 0 | 0 | 0 | 0 | 130417.1618 | 147036.2668
TIMES Austria v1.0 | NetZero2040 high-import/low-demand | Austria | Gross Domestic Consumption¦Hydro | TJ | 151193.657 | 152008.8693 | 153504.0767 | 156969.4461 | 162745.0619 | 150932.2367 | 154376.1902
TIMES Austria v1.0 | NetZero2040 high-import/low-demand | Austria | Gross Domestic Consumption¦Liquids¦Biofuels | TJ | 1313.0679 | 1227.2323 | 1214.2675 | 1121.095 | 388.9776 | 0 | 0
TIMES Austria v1.0 | NetZero2040 high-import/low-demand | Austria | Gross Domestic Consumption¦Liquids¦Fossil | TJ | 434816.3575 | 377880.3324 | 345057.4546 | 219821.1946 | 89555.1704 | 36383.6758 | 15932.7436
TIMES Austria v1.0 | NetZero2040 high-import/low-demand | Austria | Gross Domestic Consumption¦Liquids¦Synfuel | TJ | 0 | 0 | 0 | 0 | 7200 | 54682.7158 | 65796.8656
TIMES Austria v1.0 | NetZero2040 high-import/low-demand | Austria | Gross Domestic Consumption¦Solar | TJ | 7445.3468 | 7569.5696 | 8694.1991 | 10132.5295 | 67060.8468 | 67030.9113 | 64374.6553
TIMES Austria v1.0 | NetZero2040 high-import/low-demand | Austria | Gross Domestic Consumption¦Solids¦Biomass | TJ | 210838.9419 | 235527.7358 | 230989.9212 | 252000 | 252000 | 159308.4133 | 139085.9319
TIMES Austria v1.0 | NetZero2040 high-import/low-demand | Austria | Gross Domestic Consumption¦Solids¦Coal | TJ | 61466.6294 | 62388.9631 | 68570.2867 | 69313.7421 | 55780.3887 | 20267.7504 | 64.7699
TIMES Austria v1.0 | NetZero2040 high-import/low-demand | Austria | Gross Domestic Consumption¦Waste | TJ | 23085.9609 | 15820.8465 | 16371.4367 | 15425.7746 | 13899.7542 | 11288.7763 | 3896.6286
TIMES Austria v1.0 | NetZero2040 high-import/low-demand | Austria | Gross Domestic Consumption¦Wind | TJ | 24449.5097 | 24449.5097 | 34929.519 | 58355.1026 | 118699.9898 | 118699.9898 | 118699.9898
TIMES Austria v1.0 | NetZero2040 high-import/low-demand | Austria | Imports¦Bio-Methane | TJ | 0 | 0 | 0 | 0 | 360 | 2296.1664 | 24437.0498
TIMES Austria v1.0 | NetZero2040 high-import/low-demand | Austria | Imports¦Biofuels | TJ | 1313.0679 | 1227.2323 | 1214.2675 | 1121.095 | 388.9776 | 0 | 0
TIMES Austria v1.0 | NetZero2040 high-import/low-demand | Austria | Imports¦Biogas | TJ | 0 | 0 | 0 | 0 | 0 | 0 | 0
TIMES Austria v1.0 | NetZero2040 high-import/low-demand | Austria | Imports¦Biomass | TJ | 0 | 0 | 0 | 9223.8397 | 15022.7228 | 0 | 0
TIMES Austria v1.0 | NetZero2040 high-import/low-demand | Austria | Imports¦Coal | TJ | 61466.6294 | 62388.9631 | 68570.2867 | 69313.7421 | 55780.3887 | 20267.7504 | 64.7699
TIMES Austria v1.0 | NetZero2040 high-import/low-demand | Austria | Imports¦Crude Oil & Products | TJ | 434816.3575 | 377880.3324 | 345057.4546 | 219821.1946 | 89555.1704 | 36383.6758 | 15932.7436
TIMES Austria v1.0 | NetZero2040 high-import/low-demand | Austria | Imports¦Electricity | TJ | 25382.2194 | 36680.8061 | 20737.3766 | 46162.4022 | 72526.4721 | 2298.24 | 5767.5253
TIMES Austria v1.0 | NetZero2040 high-import/low-demand | Austria | Imports¦Hydrogen | TJ | 0 | 0 | 0 | 0 | 3600 | 7075.6766 | 3475.6766
TIMES Austria v1.0 | NetZero2040 high-import/low-demand | Austria | Imports¦Natural Gas | TJ | 297308.1511 | 297308.1511 | 288981.3705 | 262969.3979 | 217489.1494 | 117992.4907 | 3295.1571
TIMES Austria v1.0 | NetZero2040 high-import/low-demand | Austria | Imports¦Synthetic Fuels | TJ | 0 | 0 | 0 | 0 | 7200 | 54682.7158 | 65796.8656
TIMES Austria v1.0 | NetZero2040 high-import/low-demand | Austria | Imports¦Synthetic Methane | TJ | 0 | 0 | 0 | 0 | 0 | 130417.1618 | 147036.2668
TIMES Austria v1.0 | NetZero2040 high-import/low-demand | Austria | Secondary Energy¦Electricity | TJ | 255977.2096 | 247644.1377 | 260258.6659 | 306445.6822 | 448172.7125 | 363791.3692 | 361247.3776
TIMES Austria v1.0 | NetZero2040 high-import/low-demand | Austria | Secondary Energy¦Electricity¦Biomass | TJ | 13728.9075 | 17510.2546 | 17288.9499 | 31720.3687 | 46648.0682 | 6386.14 | 5624.2344
TIMES Austria v1.0 | NetZero2040 high-import/low-demand | Austria | Secondary Energy¦Electricity¦Coal | TJ | 2396.3793 | 3079.6755 | 3043.7116 | 1706.9898 | 336.1835 | 159.4441 | 0
TIMES Austria v1.0 | NetZero2040 high-import/low-demand | Austria | Secondary Energy¦Electricity¦Gas | TJ | 50901.9763 | 38191.8202 | 39021.8098 | 44425.2476 | 50520.9641 | 19143.0116 | 17396.1033
TIMES Austria v1.0 | NetZero2040 high-import/low-demand | Austria | Secondary Energy¦Electricity¦Gas¦Biogas | TJ | 2219.293 | 4661.9811 | 4686.6177 | 4698.8199 | 4751.9147 | 4776.1564 | 4800.8306
TIMES Austria v1.0 | NetZero2040 high-import/low-demand | Austria | Secondary Energy¦Electricity¦Gas¦Coal Gas | TJ | 8041.1635 | 8463.1478 | 9482.0903 | 10031.2287 | 8297.812 | 2932.1572 | 0
TIMES Austria v1.0 | NetZero2040 high-import/low-demand | Austria | Secondary Energy¦Electricity¦Gas¦Methane | TJ | 40641.5198 | 25066.6914 | 24853.1017 | 29695.1991 | 37471.2375 | 11434.698 | 12595.2727
TIMES Austria v1.0 | NetZero2040 high-import/low-demand | Austria | Secondary Energy¦Electricity¦Gas¦Methane¦Fossil | TJ | 40641.5198 | 25066.6914 | 24853.1017 | 29695.1991 | 37471.2375 | 11434.698 | 12595.2727
TIMES Austria v1.0 | NetZero2040 high-import/low-demand | Austria | Secondary Energy¦Electricity¦Gas¦Methane¦Synthetic | TJ | 0 | 0 | 0 | 0 | 0 | 0 | 0
TIMES Austria v1.0 | NetZero2040 high-import/low-demand | Austria | Secondary Energy¦Electricity¦Gas¦Methane¦Synthetic¦Renewable Sources | TJ | 0 | 0 | 0 | 0 | 0 | 0 | 0
TIMES Austria v1.0 | NetZero2040 high-import/low-demand | Austria | Secondary Energy¦Electricity¦Geothermal | TJ | 36.4724 | 191.6953 | 192.3651 | 190.4404 | 190.5226 | 190.344 | 190.4289
TIMES Austria v1.0 | NetZero2040 high-import/low-demand | Austria | Secondary Energy¦Electricity¦Hydro | TJ | 151193.657 | 152008.8693 | 153504.0767 | 156969.4461 | 162745.0619 | 150932.2367 | 154376.1902
TIMES Austria v1.0 | NetZero2040 high-import/low-demand | Austria | Secondary Energy¦Electricity¦Liquids | TJ | 2845.0557 | 2689.8824 | 2594.5704 | 2051.3925 | 1370.746 | 687.0205 | 0
TIMES Austria v1.0 | NetZero2040 high-import/low-demand | Austria | Secondary Energy¦Electricity¦Liquids¦Fossil | TJ | 2845.0557 | 2689.8824 | 2594.5704 | 2051.3925 | 1370.746 | 687.0205 | 0
TIMES Austria v1.0 | NetZero2040 high-import/low-demand | Austria | Secondary Energy¦Electricity¦Solar | TJ | 7354.562 | 7478.7848 | 7602.9183 | 9052.5295 | 65682.4627 | 65609.7127 | 62972.258
TIMES Austria v1.0 | NetZero2040 high-import/low-demand | Austria | Secondary Energy¦Electricity¦Waste | TJ | 3070.6896 | 2043.6458 | 2080.7451 | 1974.1649 | 1978.7135 | 1983.4699 | 1988.1729
TIMES Austria v1.0 | NetZero2040 high-import/low-demand | Austria | Secondary Energy¦Electricity¦Wind | TJ | 24449.5097 | 24449.5097 | 34929.519 | 58355.1026 | 118699.9898 | 118699.9898 | 118699.9898
TIMES Austria v1.0 | NetZero2040 high-import/low-demand | Austria | Secondary Energy¦Hydrogen | TJ | 0 | 0 | 0 | 0 | 972 | 7136.3526 | 6124.8406
TIMES Austria v1.0 | NetZero2040 high-import/low-demand | Austria | Stock¦Cars¦Combustion Engine | thousand | 4476.2129 | 4439.8989 | 4254.9873 | 3305.6386 | 1394.6324 | 29.7195 | 0
TIMES Austria v1.0 | NetZero2040 high-import/low-demand | Austria | Stock¦Cars¦Electric | thousand | 16.7193 | 19.937 | 227.9761 | 840.951 | 2178.7979 | 2936.9249 | 2233.3665
TIMES Austria v1.0 | NetZero2040 high-import/low-demand | Austria | Stock¦Cars¦Fuel Cell | thousand | 0.019561 | 0.020584 | 0.020584 | 0.020584 | 0.010072 | 0.00068804 | 0
TIMES Austria v1.0 | NetZero2040 high-import/low-demand | Austria | Stock¦Cars¦Hybrid | thousand | 90.1846 | 125.8125 | 125.4463 | 123.8138 | 108.9399 | 20.2872 | 0
TIMES Austria v1.0 | NetZero2040 high-import/low-demand | Austria | Transmission Losses¦Electricity | TJ | 12773.1819 | 12973.0194 | 12731.0178 | 15715.8718 | 22617.4262 | 15460.9056 | 15012.8436
TIMES Austria v1.0 | NetZero2040 high-import/low-demand | Austria | Transmission Losses¦Heat | TJ | 13083.9025 | 12870.2523 | 12684.5991 | 11671.6667 | 10908.9818 | 9989.5085 | 9406.779
TIMES Austria v1.0 | NetZero2040 low-import/high-demand | Austria | Capacity¦Combined Heat and Power Plant¦Electricity¦Biomass | MW | 980.4433 | 865.9498 | 1718.5032 | 2709.3292 | 4030.4532 | 4018.2625 | 3654.7955
TIMES Austria v1.0 | NetZero2040 low-import/high-demand | Austria | Capacity¦Combined Heat and Power Plant¦Electricity¦Coal | MW | 556.8635 | 431.1776 | 427.2621 | 235.7125 | 41.0502 | 21.1315 | 0
TIMES Austria v1.0 | NetZero2040 low-import/high-demand | Austria | Capacity¦Combined Heat and Power Plant¦Electricity¦Gas¦Biogas | MW | 91.5232 | 276.8975 | 349.8859 | 406.3851 | 647.2123 | 646.8285 | 528.2989
TIMES Austria v1.0 | NetZero2040 low-import/high-demand | Austria | Capacity¦Combined Heat and Power Plant¦Electricity¦Gas¦Coal Gas | MW | 359.7446 | 376.3347 | 423.6891 | 463.1743 | 422.5067 | 159.4888 | 0
TIMES Austria v1.0 | NetZero2040 low-import/high-demand | Austria | Capacity¦Combined Heat and Power Plant¦Electricity¦Gas¦Methane | MW | 4411.2588 | 4380.6267 | 4347.4742 | 4721.2297 | 5887.9227 | 4753.0792 | 4011.1826
TIMES Austria v1.0 | NetZero2040 low-import/high-demand | Austria | Capacity¦Combined Heat and Power Plant¦Electricity¦Gas¦Methane¦Biogenic | MW | 1.7908 | 1.6714 | 7.8418 | 6.0322 | 3.0161 | 0 | 0
TIMES Austria v1.0 | NetZero2040 low-import/high-demand | Austria | Capacity¦Combined Heat and Power Plant¦Electricity¦Liquids | MW | 150.5225 | 145.73 | 186.8381 | 155.1986 | 113.6039 | 65.6861 | 10.5596
TIMES Austria v1.0 | NetZero2040 low-import/high-demand | Austria | Capacity¦Combined Heat and Power Plant¦Electricity¦Liquids¦Biofuels | MW | 0.4605 | 0.4298 | 1.0154 | 0.78105 | 0.39053 | 0 | 0
TIMES Austria v1.0 | NetZero2040 low-import/high-demand | Austria | Capacity¦Combined Heat and Power Plant¦Electricity¦Waste | MW | 121.9139 | 123.615 | 125.249 | 123.4516 | 131.348 | 139.949 | 149.3031
TIMES Austria v1.0 | NetZero2040 low-import/high-demand | Austria | Capacity¦Electrolyser¦Hydrogen¦Electricity | MW | 0 | 0 | 0 | 0 | 50 | 479.6875 | 1116.9622
TIMES Austria v1.0 | NetZero2040 low-import/high-demand | Austria | Capacity¦Heat Plant¦Heat¦Biomass | MW | 3073.4013 | 3475.1552 | 3221.2007 | 2917.8005 | 2413.1759 | 1747.8443 | 854.8796
TIMES Austria v1.0 | NetZero2040 low-import/high-demand | Austria | Capacity¦Heat Plant¦Heat¦Electricity | MW | 200 | 209.7657 | 240 | 300 | 400 | 552.6282 | 587.4715
TIMES Austria v1.0 | NetZero2040 low-import/high-demand | Austria | Capacity¦Heat Plant¦Heat¦Gas¦Methane | MW | 878.3795 | 843.2827 | 1061.0088 | 922.3891 | 691.7044 | 460.8221 | 229.7144
TIMES Austria v1.0 | NetZero2040 low-import/high-demand | Austria | Capacity¦Heat Plant¦Heat¦Geothermal | MW | 83.3138 | 454.0243 | 480.8537 | 560.948 | 695.0789 | 687.047 | 679.0594
TIMES Austria v1.0 | NetZero2040 low-import/high-demand | Austria | Capacity¦Heat Plant¦Heat¦Liquids | MW | 36.222 | 34.7731 | 82.8609 | 72.0529 | 54.0397 | 36.0265 | 18.0132
TIMES Austria v1.0 | NetZero2040 low-import/high-demand | Austria | Capacity¦Heat Plant¦Heat¦Solar | MW | 25.218 | 25.218 | 303.1336 | 300 | 400 | 488.6684 | 623.6785
TIMES Austria v1.0 | NetZero2040 low-import/high-demand | Austria | Capacity¦Heat Plant¦Heat¦Waste | MW | 147.9363 | 148.1573 | 148.3696 | 148.1361 | 149.1621 | 150.2796 | 151.495
TIMES Austria v1.0 | NetZero2040 low-import/high-demand | Austria | Capacity¦Power Plant¦Electricity¦Coal | MW | 0 | 0 | 0 | 0 | 0 | 0 | 0
TIMES Austria v1.0 | NetZero2040 low-import/high-demand | Austria | Capacity¦Power Plant¦Electricity¦Gas¦Hydrogen | MW | 0 | 0 | 0 | 0 | 50.9076 | 51.9627 | 51.9627
TIMES Austria v1.0 | NetZero2040 low-import/high-demand | Austria | Capacity¦Power Plant¦Electricity¦Gas¦Methane | MW | 154 | 154 | 154 | 154 | 154 | 154 | 154
TIMES Austria v1.0 | NetZero2040 low-import/high-demand | Austria | Capacity¦Power Plant¦Electricity¦Geothermal | MW | 441.8232 | 450.3157 | 458.4739 | 449.5001 | 488.9237 | 530.9497 | 577.6505
TIMES Austria v1.0 | NetZero2040 low-import/high-demand | Austria | Capacity¦Power Plant¦Electricity¦Hydro¦Reservoir | MW | 8843.979 | 8843.979 | 8843.979 | 8843.979 | 8843.979 | 8843.979 | 8843.979
TIMES Austria v1.0 | NetZero2040 low-import/high-demand | Austria | Capacity¦Power Plant¦Electricity¦Hydro¦Run of River | MW | 6241.0855 | 6335.0862 | 6507.4961 | 6907.0821 | 7573.0587 | 7573.0587 | 7573.0587
TIMES Austria v1.0 | NetZero2040 low-import/high-demand | Austria | Capacity¦Power Plant¦Electricity¦Solar | MW | 2043 | 2077.3333 | 2111.6667 | 2512.8832 | 18245.8666 | 18225.6576 | 17493.0076
TIMES Austria v1.0 | NetZero2040 low-import/high-demand | Austria | Capacity¦Power Plant¦Electricity¦Wind | MW | 3163.8683 | 3163.8683 | 4444.7174 | 7158.0245 | 13508.8039 | 15934.0574 | 19939.9545
TIMES Austria v1.0 | NetZero2040 low-import/high-demand | Austria | Capacity¦Storage¦Electricity¦Charging¦Hydro¦Pumped | MW | 5.7 | 6.0066 | 6.3132 | 7.2331 | 7.8463 | 8.4595 | 9.0728
TIMES Austria v1.0 | NetZero2040 low-import/high-demand | Austria | Capacity¦Storage¦Electricity¦Discharging¦Hydro¦Pumped | MW | 5.7 | 6.0066 | 6.3132 | 7.2331 | 7.8463 | 8.4595 | 9.0728
TIMES Austria v1.0 | NetZero2040 low-import/high-demand | Austria | Carbon Sequestration | Mt CO2/yr | 0 | 1.733 | 1.6123 | 0 | 0.26892 | 1.0042 | 1.2845
TIMES Austria v1.0 | NetZero2040 low-import/high-demand | Austria | Conversion Input¦District Heat¦Gas¦Hydrogen | TJ | 0 | 0 | 0 | 0 | 0 | 0 | 0
TIMES Austria v1.0 | NetZero2040 low-import/high-demand | Austria | Conversion Input¦District Heat¦Gas¦Methane¦Fossil | TJ | 0 | 0 | 0 | 0 | 0 | 0 | 0
TIMES Austria v1.0 | NetZero2040 low-import/high-demand | Austria | Conversion Input¦District Heat¦Gas¦Methane¦Synthetic | TJ | 0 | 0 | 0 | 0 | 0 | 12780.3976 | 9949.5169
TIMES Austria v1.0 | NetZero2040 low-import/high-demand | Austria | Conversion Input¦District Heat¦Solid¦Biomass | TJ | 35555.3426 | 44764.2425 | 42190.842 | 21014.5985 | 10849.7049 | 22352.0294 | 11546.8415
TIMES Austria v1.0 | NetZero2040 low-import/high-demand | Austria | Conversion Input¦Electricity¦Biomass | TJ | 24853.1855 | 36535.2722 | 35502.9397 | 87259.2082 | 100629.2952 | 2302.3109 | 2200.7572
TIMES Austria v1.0 | NetZero2040 low-import/high-demand | Austria | Conversion Input¦Electricity¦Gas¦Hydrogen | TJ | 0 | 0 | 0 | 0 | 0 | 0 | 0
TIMES Austria v1.0 | NetZero2040 low-import/high-demand | Austria | Conversion Input¦Electricity¦Gas¦Methane¦Fossil | TJ | 36260.7382 | 46287.606 | 46031.5766 | 54854.3337 | 71210.179 | 0 | 0
TIMES Austria v1.0 | NetZero2040 low-import/high-demand | Austria | Conversion Input¦Electricity¦Gas¦Methane¦Synthetic | TJ | 0 | 0 | 0 | 0 | 0 | 0 | 0
TIMES Austria v1.0 | NetZero2040 low-import/high-demand | Austria | Conversion Input¦Gas¦Hydrogen¦Electricity | TJ | 0 | 0 | 0 | 0 | 1296 | 12074.2258 | 26890.4562
TIMES Austria v1.0 | NetZero2040 low-import/high-demand | Austria | Conversion Input¦Gas¦Methane¦Gas¦Hydrogen | TJ | 0 | 0 | 0 | 0 | 0 | 0 | 0
TIMES Austria v1.0 | NetZero2040 low-import/high-demand | Austria | Conversion Input¦Liquids¦Synfuel¦Electricity | TJ | 0 | 0 | 0 | 52539.0743 | 119605.4586 | 0 | 0
TIMES Austria v1.0 | NetZero2040 low-import/high-demand | Austria | Conversion Input¦Liquids¦Synfuel¦Gas¦Hydrogen | TJ | 0 | 0 | 0 | 0 | 76.5385 | 0 | 0
TIMES Austria v1.0 | NetZero2040 low-import/high-demand | Austria | Emissions¦CH4¦Agriculture | Mt CH4/yr | 0.00024829 | 0.00024649 | 0.00025189 | 0.00021752 | 0.00018868 | 0.00019558 | 0
TIMES Austria v1.0 | NetZero2040 low-import/high-demand | Austria | Emissions¦CH4¦Electricity | Mt CH4/yr | 0.0012261 | 0.0013371 | 0.0013088 | 0.0028352 | 0.0032246 | 0.00020058 | 0.00019787
TIMES Austria v1.0 | NetZero2040 low-import/high-demand | Austria | Emissions¦CH4¦Heat | Mt CH4/yr | 0.0011381 | 0.0013484 | 0.0012713 | 0.00063588 | 0.0003314 | 0.00067696 | 0.00035336
TIMES Austria v1.0 | NetZero2040 low-import/high-demand | Austria | Emissions¦CH4¦Households | Mt CH4/yr | 0.0020469 | 0.0019949 | 0.0019398 | 0.0018428 | 0.0016619 | 0.0014175 | 0
TIMES Austria v1.0 | NetZero2040 low-import/high-demand | Austria | Emissions¦CH4¦Industry | Mt CH4/yr | 0.0019563 | 0.0019365 | 0.0019916 | 0.00199 | 0.0021262 | 0.0019719 | 0
TIMES Austria v1.0 | NetZero2040 low-import/high-demand | Austria | Emissions¦CH4¦Services | Mt CH4/yr | 0.00016073 | 0.00016311 | 0.00016544 | 0.00016006 | 0.00016979 | 0.00018138 | 0
TIMES Austria v1.0 | NetZero2040 low-import/high-demand | Austria | Emissions¦CH4¦Transport | Mt CH4/yr | 0.0057562 | 0.0059968 | 0.0058601 | 0.0044714 | 0.0016412 | 5.6791e-05 | 0
TIMES Austria v1.0 | NetZero2040 low-import/high-demand | Austria | Emissions¦CO2 | Mt CO2/yr | 47.4123 | 42.406 | 40.6566 | 34.2885 | 24.1249 | 6.0361 | 0.33787
TIMES Austria v1.0 | NetZero2040 low-import/high-demand | Austria | Emissions¦CO2¦Agriculture | Mt CO2/yr | 0.9189 | 0.90684 | 0.93481 | 0.60664 | 0.17717 | 0.12495 | 0
TIMES Austria v1.0 | NetZero2040 low-import/high-demand | Austria | Emissions¦CO2¦Electricity | Mt CO2/yr | 8.438 | 5.9339 | 6.1804 | 6.7041 | 7.1469 | 1.4029 | 0.3166
TIMES Austria v1.0 | NetZero2040 low-import/high-demand | Austria | Emissions¦CO2¦Heat | Mt CO2/yr | 0.62511 | 0.019572 | 0.019765 | 0.018901 | 0.019698 | 0.01955 | 0.021269
TIMES Austria v1.0 | NetZero2040 low-import/high-demand | Austria | Emissions¦CO2¦Households | Mt CO2/yr | 4.6518 | 4.4214 | 4.2223 | 3.8356 | 3.3104 | 0.70315 | 0
TIMES Austria v1.0 | NetZero2040 low-import/high-demand | Austria | Emissions¦CO2¦Industry | Mt CO2/yr | 11.9142 | 9.635 | 9.3642 | 9.8673 | 7.5001 | 2.0669 | 0
TIMES Austria v1.0 | NetZero2040 low-import/high-demand | Austria | Emissions¦CO2¦Services | Mt CO2/yr | 1.9117 | 1.94 | 1.9678 | 1.8958 | 1.9459 | 1.6581 | 0
TIMES Austria v1.0 | NetZero2040 low-import/high-demand | Austria | Emissions¦CO2¦Transport | Mt CO2/yr | 18.9525 | 19.5492 | 17.9674 | 11.3602 | 4.0247 | 0.060473 | 0
TIMES Austria v1.0 | NetZero2040 low-import/high-demand | Austria | Emissions¦N2O¦Agriculture | Mt N2O/yr | 3.5451e-05 | 3.5166e-05 | 3.5967e-05 | 3.0488e-05 | 2.54e-05 | 2.6172e-05 | 0
TIMES Austria v1.0 | NetZero2040 low-import/high-demand | Austria | Emissions¦N2O¦Electricity | Mt N2O/yr | 0.00018302 | 0.00018747 | 0.00018359 | 0.00038578 | 0.00043672 | 3.5507e-05 | 3.4514e-05
TIMES Austria v1.0 | NetZero2040 low-import/high-demand | Austria | Emissions¦N2O¦Heat | Mt N2O/yr | 0.0001516 | 0.00017978 | 0.0001695 | 8.4783e-05 | 4.4186e-05 | 9.0261e-05 | 4.7115e-05
TIMES Austria v1.0 | NetZero2040 low-import/high-demand | Austria | Emissions¦N2O¦Households | Mt N2O/yr | 0.00027752 | 0.00027029 | 0.00026264 | 0.00024887 | 0.00022352 | 0.00019084 | 0
TIMES Austria v1.0 | NetZero2040 low-import/high-demand | Austria | Emissions¦N2O¦Industry | Mt N2O/yr | 0.00027651 | 0.00027308 | 0.00028009 | 0.00027753 | 0.00029161 | 0.0002663 | 0
TIMES Austria v1.0 | NetZero2040 low-import/high-demand | Austria | Emissions¦N2O¦Services | Mt N2O/yr | 2.2776e-05 | 2.3113e-05 | 2.3443e-05 | 2.2678e-05 | 2.403e-05 | 2.5308e-05 | 0
TIMES Austria v1.0 | NetZero2040 low-import/high-demand | Austria | Emissions¦N2O¦Transport | Mt N2O/yr | 0.0011765 | 0.0011963 | 0.0011057 | 0.00072582 | 0.00021949 | 3.6857e-06 | 0
TIMES Austria v1.0 | NetZero2040 low-import/high-demand | Austria | Energy Sector Own Use¦Electricity | TJ | 18177.275 | 17720.6169 | 17492.8498 | 17632.041 | 17899.2229 | 12854.5428 | 12756.6963
TIMES Austria v1.0 | NetZero2040 low-import/high-demand | Austria | Final Energy¦Agriculture¦Ambient Heat | TJ | 164.2673 | 166.1222 | 168.9266 | 156.8991 | 172.1001 | 190.1529 | 215.7549
TIMES Austria v1.0 | NetZero2040 low-import/high-demand | Austria | Final Energy¦Agriculture¦District Heating | TJ | 480.7064 | 481.3177 | 484.4401 | 435.3894 | 461.1204 | 497.3232 | 554.6661
TIMES Austria v1.0 | NetZero2040 low-import/high-demand | Austria | Final Energy¦Agriculture¦Electricity | TJ | 4297.742 | 4221.2474 | 4339.9305 | 6456.4792 | 10696.2862 | 12065.5946 | 13218.9681
TIMES Austria v1.0 | NetZero2040 low-import/high-demand | Austria | Final Energy¦Agriculture¦Gas¦Biogas | TJ | 0 | 0 | 0 | 0 | 0 | 0 | 0
TIMES Austria v1.0 | NetZero2040 low-import/high-demand | Austria | Final Energy¦Agriculture¦Gas¦Coal Gas | TJ | 0 | 0 | 0 | 0 | 0 | 0 | 0
TIMES Austria v1.0 | NetZero2040 low-import/high-demand | Austria | Final Energy¦Agriculture¦Gas¦Hydrogen¦Renewable Sources | TJ | 0 | 0 | 0 | 0 | 0 | 0 | 0
TIMES Austria v1.0 | NetZero2040 low-import/high-demand | Austria | Final Energy¦Agriculture¦Gas¦Methane¦Biogenic | TJ | 0 | 0 | 0 | 0 | 0 | 0 | 0
TIMES Austria v1.0 | NetZero2040 low-import/high-demand | Austria | Final Energy¦Agriculture¦Gas¦Methane¦Fossil | TJ | 919.4801 | 978.9774 | 1060.9834 | 1141.5605 | 1391.7703 | 1401.9222 | 1233.8729
TIMES Austria v1.0 | NetZero2040 low-import/high-demand | Austria | Final Energy¦Agriculture¦Gas¦Methane¦Synthetic¦Renewable Sources | TJ | 0 | 0 | 0 | 0 | 0 | 0 | 0
TIMES Austria v1.0 | NetZero2040 low-import/high-demand | Austria | Final Energy¦Agriculture¦Liquids¦Biofuels | TJ | 0 | 0 | 0 | 0 | 0 | 0 | 0
TIMES Austria v1.0 | NetZero2040 low-import/high-demand | Austria | Final Energy¦Agriculture¦Liquids¦Fossil | TJ | 11889.3394 | 11663.7591 | 12076.7145 | 7580.8625 | 1360.8213 | 592.3133 | 443.038
TIMES Austria v1.0 | NetZero2040 low-import/high-demand | Austria | Final Energy¦Agriculture¦Liquids¦Synfuel | TJ | 0 | 0 | 0 | 0 | 0 | 0 | 0
TIMES Austria v1.0 | NetZero2040 low-import/high-demand | Austria | Final Energy¦Agriculture¦Solids¦Biomass | TJ | 7064.7543 | 7025.5733 | 7161.5811 | 6462.2449 | 6115.2448 | 6421.9943 | 7013.8307
TIMES Austria v1.0 | NetZero2040 low-import/high-demand | Austria | Final Energy¦Agriculture¦Solids¦Coal | TJ | 21.2644 | 22.954 | 24.9659 | 26.9295 | 36.7168 | 41.5623 | 39.7923
TIMES Austria v1.0 | NetZero2040 low-import/high-demand | Austria | Final Energy¦Agriculture¦Waste | TJ | 0 | 0 | 0 | 0 | 0 | 0 | 0
TIMES Austria v1.0 | NetZero2040 low-import/high-demand | Austria | Final Energy¦Households¦Ambient Heat | TJ | 50287.4506 | 24882.3429 | 51817.4331 | 53619.1991 | 56949.9198 | 58662.2757 | 60517.5787
TIMES Austria v1.0 | NetZero2040 low-import/high-demand | Austria | Final Energy¦Households¦District Heating | TJ | 32052.4715 | 31909.0418 | 31785.2192 | 33049.3381 | 34842.9327 | 37270.1867 | 37727.8948
TIMES Austria v1.0 | NetZero2040 low-import/high-demand | Austria | Final Energy¦Households¦Electricity | TJ | 55020.1042 | 60184.5804 | 55001.2857 | 55956.7793 | 57082.6939 | 62297.1134 | 63009.1271
TIMES Austria v1.0 | NetZero2040 low-import/high-demand | Austria | Final Energy¦Households¦Gas¦Biogas | TJ | 0 | 0 | 0 | 0 | 0 | 0 | 0
TIMES Austria v1.0 | NetZero2040 low-import/high-demand | Austria | Final Energy¦Households¦Gas¦Coal Gas | TJ | 0 | 0 | 0 | 0 | 0 | 0 | 0
TIMES Austria v1.0 | NetZero2040 low-import/high-demand | Austria | Final Energy¦Households¦Gas¦Hydrogen¦Renewable Sources | TJ | 0 | 0 | 0 | 0 | 0 | 0 | 0
TIMES Austria v1.0 | NetZero2040 low-import/high-demand | Austria | Final Energy¦Households¦Gas¦Methane¦Biogenic | TJ | 0 | 600 | 600 | 483.7192 | 0 | 0 | 0
TIMES Austria v1.0 | NetZero2040 low-import/high-demand | Austria | Final Energy¦Households¦Gas¦Methane¦Fossil | TJ | 41892.3036 | 40163.0993 | 39025.3922 | 37995.7323 | 37251.9689 | 0 | 0
TIMES Austria v1.0 | NetZero2040 low-import/high-demand | Austria | Final Energy¦Households¦Gas¦Methane¦Synthetic¦Renewable Sources | TJ | 0 | 0 | 0 | 0 | 0 | 31897.6612 | 27886.8912
TIMES Austria v1.0 | NetZero2040 low-import/high-demand | Austria | Final Energy¦Households¦Liquids¦Biofuels | TJ | 0 | 0 | 0 | 0 | 0 | 0 | 0
TIMES Austria v1.0 | NetZero2040 low-import/high-demand | Austria | Final Energy¦Households¦Liquids¦Fossil | TJ | 31218.9933 | 29410.1556 | 27575.1498 | 23113.4023 | 16555.8721 | 9537.6675 | 7843.7085
TIMES Austria v1.0 | NetZero2040 low-import/high-demand | Austria | Final Energy¦Households¦Liquids¦Synfuel | TJ | 0 | 0 | 0 | 0 | 0 | 31897.6612 | 27886.8912
TIMES Austria v1.0 | NetZero2040 low-import/high-demand | Austria | Final Energy¦Households¦Solids¦Biomass | TJ | 63782.0713 | 62283.317 | 60664.6925 | 57900.3024 | 52536.7634 | 46319.5093 | 34410.1381
TIMES Austria v1.0 | NetZero2040 low-import/high-demand | Austria | Final Energy¦Households¦Solids¦Coal | TJ | 0.0025069 | 0 | 0 | 0 | 0 | 0 | 0
TIMES Austria v1.0 | NetZero2040 low-import/high-demand | Austria | Final Energy¦Households¦Waste | TJ | 0 | 0 | 0 | 0 | 0 | 0 | 0
TIMES Austria v1.0 | NetZero2040 low-import/high-demand | Austria | Final Energy¦Industry¦District Heating | TJ | 10493.1919 | 10462.623 | 10580.2075 | 10076.8788 | 11046.2847 | 10151.824 | 14000.6848
TIMES Austria v1.0 | NetZero2040 low-import/high-demand | Austria | Final Energy¦Industry¦Electricity | TJ | 105570.1183 | 103809.1475 | 102175.9978 | 92049.6396 | 108275.7509 | 121646.3941 | 139110.4735
TIMES Austria v1.0 | NetZero2040 low-import/high-demand | Austria | Final Energy¦Industry¦Gas¦Biogas | TJ | 0 | 0 | 0 | 0 | 0 | 0 | 0
TIMES Austria v1.0 | NetZero2040 low-import/high-demand | Austria | Final Energy¦Industry¦Gas¦Coal Gas | TJ | 3690.5981 | 3963.7416 | 4171.7253 | 4462.6638 | 4032.0534 | 1513.6457 | 0
TIMES Austria v1.0 | NetZero2040 low-import/high-demand | Austria | Final Energy¦Industry¦Gas¦Hydrogen¦Renewable Sources | TJ | 0 | 0 | 0 | 0 | 3367.7077 | 19050.2766 | 26722.8901
TIMES Austria v1.0 | NetZero2040 low-import/high-demand | Austria | Final Energy¦Industry¦Gas¦Methane¦Biogenic | TJ | 0 | 0 | 0 | 116.2808 | 2352.992 | 23694.2022 | 62541.0868
TIMES Austria v1.0 | NetZero2040 low-import/high-demand | Austria | Final Energy¦Industry¦Gas¦Methane¦Fossil | TJ | 147794.1677 | 139453.4835 | 132336.3632 | 116326.9055 | 92062.7499 | 30908.0367 | 0
TIMES Austria v1.0 | NetZero2040 low-import/high-demand | Austria | Final Energy¦Industry¦Gas¦Methane¦Synthetic¦Renewable Sources | TJ | 0 | 0 | 0 | 0 | 0 | 57782.8962 | 64694.5001
TIMES Austria v1.0 | NetZero2040 low-import/high-demand | Austria | Final Energy¦Industry¦Liquids¦Biofuels | TJ | 0 | 0 | 0 | 0 | 0 | 0 | 0
TIMES Austria v1.0 | NetZero2040 low-import/high-demand | Austria | Final Energy¦Industry¦Liquids¦Fossil | TJ | 12444.1281 | 12783.6342 | 12859.759 | 12066.6823 | 5678.3129 | 1098.0129 | 40.574
TIMES Austria v1.0 | NetZero2040 low-import/high-demand | Austria | Final Energy¦Industry¦Liquids¦Synfuel | TJ | 0 | 0 | 0 | 0 | 0 | 57782.8962 | 64694.5001
TIMES Austria v1.0 | NetZero2040 low-import/high-demand | Austria | Final Energy¦Industry¦Solar | TJ | 309.3375 | 332.8407 | 353.6657 | 389.6596 | 2173.6218 | 4065.4635 | 6120.3932
TIMES Austria v1.0 | NetZero2040 low-import/high-demand | Austria | Final Energy¦Industry¦Solids¦Biomass | TJ | 48039.5954 | 48035.8614 | 49720.0398 | 49822.1973 | 55330.8784 | 55690.6722 | 45235.8468
TIMES Austria v1.0 | NetZero2040 low-import/high-demand | Austria | Final Energy¦Industry¦Solids¦Coal | TJ | 13540.7857 | 12702.8377 | 12272.6905 | 10281.4529 | 7575.4957 | 3184.5435 | 0
TIMES Austria v1.0 | NetZero2040 low-import/high-demand | Austria | Final Energy¦Industry¦Waste | TJ | 10500.5875 | 10105.1888 | 10495.4032 | 11005.0535 | 11567.201 | 8771.2398 | 1462.2441
TIMES Austria v1.0 | NetZero2040 low-import/high-demand | Austria | Final Energy¦Services¦Ambient Heat | TJ | 5727.9566 | 5812.8483 | 5895.8843 | 5725.3776 | 6246.7314 | 8126.7166 | 25400.9318
TIMES Austria v1.0 | NetZero2040 low-import/high-demand | Austria | Final Energy¦Services¦District Heating | TJ | 32948.6847 | 33437.0037 | 33914.6485 | 32946.2223 | 35846.2192 | 40499.2042 | 44830.4592
TIMES Austria v1.0 | NetZero2040 low-import/high-demand | Austria | Final Energy¦Services¦Electricity | TJ | 46155.8784 | 46839.9359 | 47509.0405 | 46048.9134 | 49358.1726 | 54983.2135 | 61023.965
TIMES Austria v1.0 | NetZero2040 low-import/high-demand | Austria | Final Energy¦Services¦Gas¦Biogas | TJ | 0 | 0 | 0 | 0 | 0 | 0 | 0
TIMES Austria v1.0 | NetZero2040 low-import/high-demand | Austria | Final Energy¦Services¦Gas¦Coal Gas | TJ | 0 | 0 | 0 | 0 | 0 | 0 | 0
TIMES Austria v1.0 | NetZero2040 low-import/high-demand | Austria | Final Energy¦Services¦Gas¦Hydrogen¦Renewable Sources | TJ | 0 | 0 | 0 | 0 | 0 | 0 | 0
TIMES Austria v1.0 | NetZero2040 low-import/high-demand | Austria | Final Energy¦Services¦Gas¦Methane¦Biogenic | TJ | 0 | 0 | 0 | 0 | 0 | 0 | 0
TIMES Austria v1.0 | NetZero2040 low-import/high-demand | Austria | Final Energy¦Services¦Gas¦Methane¦Fossil | TJ | 18612.7233 | 18888.5749 | 19158.3966 | 18437.4945 | 18773.3129 | 16150.766 | 1968.4225
TIMES Austria v1.0 | NetZero2040 low-import/high-demand | Austria | Final Energy¦Services¦Gas¦Methane¦Synthetic¦Renewable Sources | TJ | 0 | 0 | 0 | 0 | 0 | 0 | 0
TIMES Austria v1.0 | NetZero2040 low-import/high-demand | Austria | Final Energy¦Services¦Liquids¦Biofuels | TJ | 0 | 0 | 0 | 0 | 0 | 0 | 0
TIMES Austria v1.0 | NetZero2040 low-import/high-demand | Austria | Final Energy¦Services¦Liquids¦Fossil | TJ | 11759.9361 | 11934.2253 | 12104.7047 | 11677.1348 | 12101.2703 | 10191.795 | 1226.7053
TIMES Austria v1.0 | NetZero2040 low-import/high-demand | Austria | Final Energy¦Services¦Liquids¦Synfuel | TJ | 0 | 0 | 0 | 0 | 0 | 0 | 0
TIMES Austria v1.0 | NetZero2040 low-import/high-demand | Austria | Final Energy¦Services¦Solids¦Biomass | TJ | 3690.4547 | 3745.1494 | 3798.6486 | 3681.5075 | 3958.1777 | 4611.5154 | 9154.4034
TIMES Austria v1.0 | NetZero2040 low-import/high-demand | Austria | Final Energy¦Services¦Solids¦Coal | TJ | 230.2102 | 233.622 | 236.9593 | 229.0486 | 240.8396 | 227.2309 | 24.9776
TIMES Austria v1.0 | NetZero2040 low-import/high-demand | Austria | Final Energy¦Services¦Waste | TJ | 63.5433 | 64.485 | 65.4062 | 63.2568 | 66.7704 | 65.3776 | 8.1483
TIMES Austria v1.0 | NetZero2040 low-import/high-demand | Austria | Final Energy¦Transport¦District Heating | TJ | 0 | 0 | 0 | 0 | 0 | 0 | 0
TIMES Austria v1.0 | NetZero2040 low-import/high-demand | Austria | Final Energy¦Transport¦Electricity | TJ | 23210.1746 | 24432.777 | 27250.7289 | 36753.7381 | 66289.7645 | 76948.7027 | 75329.7406
TIMES Austria v1.0 | NetZero2040 low-import/high-demand | Austria | Final Energy¦Transport¦Gas¦Biogas | TJ | 0 | 0 | 0 | 0 | 0 | 0 | 0
TIMES Austria v1.0 | NetZero2040 low-import/high-demand | Austria | Final Energy¦Transport¦Gas¦Coal Gas | TJ | 0 | 0 | 0 | 0 | 0 | 0 | 0
TIMES Austria v1.0 | NetZero2040 low-import/high-demand | Austria | Final Energy¦Transport¦Gas¦Hydrogen¦Renewable Sources | TJ | 0 | 0 | 0 | 0 | 0 | 0 | 0
TIMES Austria v1.0 | NetZero2040 low-import/high-demand | Austria | Final Energy¦Transport¦Gas¦Methane¦Biogenic | TJ | 0 | 0 | 0 | 0 | 0 | 0 | 0
TIMES Austria v1.0 | NetZero2040 low-import/high-demand | Austria | Final Energy¦Transport¦Gas¦Methane¦Fossil | TJ | 39807.8022 | 42794.5987 | 42761.0169 | 33378.9435 | 12919.9076 | 573.7901 | 0
TIMES Austria v1.0 | NetZero2040 low-import/high-demand | Austria | Final Energy¦Transport¦Gas¦Methane¦Synthetic¦Renewable Sources | TJ | 0 | 0 | 0 | 0 | 0 | 0 | 0
TIMES Austria v1.0 | NetZero2040 low-import/high-demand | Austria | Final Energy¦Transport¦Liquids¦Biofuels | TJ | 1311.8081 | 1228.0938 | 1222.8606 | 1152.0563 | 387.9093 | 3.3804 | 0
TIMES Austria v1.0 | NetZero2040 low-import/high-demand | Austria | Final Energy¦Transport¦Liquids¦Fossil | TJ | 228843.0941 | 234482.9242 | 213164.0957 | 131006.1972 | 46082.721 | 387.7081 | 0
TIMES Austria v1.0 | NetZero2040 low-import/high-demand | Austria | Final Energy¦Transport¦Liquids¦Synfuel | TJ | 0 | 0 | 0 | 13134.7686 | 37216.8505 | 54679.5129 | 65796.8656
TIMES Austria v1.0 | NetZero2040 low-import/high-demand | Austria | Final Energy¦Transport¦Other¦Electricity | TJ | 4103.8944 | 4523.8221 | 4523.8221 | 4523.8221 | 4523.8221 | 4523.8221 | 4523.8221
TIMES Austria v1.0 | NetZero2040 low-import/high-demand | Austria | Final Energy¦Transport¦Rail¦Electricity | TJ | 5723.4223 | 5744.8566 | 5766.7833 | 5546.4546 | 5571.4732 | 5593.2728 | 5536.3923
TIMES Austria v1.0 | NetZero2040 low-import/high-demand | Austria | Final Energy¦Transport¦Road¦Bus¦Electricity | TJ | 27.495 | 36.3362 | 238.5132 | 935.2312 | 1711.5843 | 723.1903 | 0
TIMES Austria v1.0 | NetZero2040 low-import/high-demand | Austria | Final Energy¦Transport¦Road¦Cars¦Electricity | TJ | 177.812 | 210.178 | 2284.0101 | 10514.0939 | 26863.1466 | 37567.3373 | 34619.952
TIMES Austria v1.0 | NetZero2040 low-import/high-demand | Austria | Final Energy¦Transport¦Road¦Electricity | TJ | 13382.8578 | 14164.0983 | 16960.1235 | 26683.4614 | 56194.4692 | 66831.6078 | 65269.5262
TIMES Austria v1.0 | NetZero2040 low-import/high-demand | Austria | Final Energy¦Transport¦Road¦LDV¦Electricity | TJ | 6056.4434 | 6195.0097 | 6335.9862 | 6284.2114 | 6957.8748 | 7691.2876 | 8536.4679
TIMES Austria v1.0 | NetZero2040 low-import/high-demand | Austria | Final Energy¦Transport¦Road¦Trucks¦Electricity | TJ | 0 | 0 | 0 | 0 | 12745.369 | 14088.8276 | 15637.0209
TIMES Austria v1.0 | NetZero2040 low-import/high-demand | Austria | Final Energy¦Transport¦Solar | TJ | 0 | 0 | 0 | 0 | 0 | 0 | 0
TIMES Austria v1.0 | NetZero2040 low-import/high-demand | Austria | Final Energy¦Transport¦Solids¦Biomass | TJ | 0.25428 | 0.24276 | 0.23127 | 0.19493 | 0 | 0 | 0
TIMES Austria v1.0 | NetZero2040 low-import/high-demand | Austria | Final Energy¦Transport¦Solids¦Coal | TJ | 3.6608 | 3.4949 | 3.3295 | 2.8063 | 0 | 0 | 0
TIMES Austria v1.0 | NetZero2040 low-import/high-demand | Austria | Final Energy¦Transport¦Waste | TJ | 0 | 0 | 0 | 0 | 0 | 0 | 0
TIMES Austria v1.0 | NetZero2040 low-import/high-demand | Austria | Gross Domestic Consumption¦Ambient Heat | TJ | 57460.531 | 36845.5774 | 64177.3616 | 66765.3212 | 92347.7449 | 120065.9778 | 160047.9984
TIMES Austria v1.0 | NetZero2040 low-import/high-demand | Austria | Gross Domestic Consumption¦Electricity | TJ | 25376.425 | 36705.5624 | 20811.0764 | 33313.091 | 27911.531 | 4233.6 | 0
TIMES Austria v1.0 | NetZero2040 low-import/high-demand | Austria | Gross Domestic Consumption¦Gas¦Biogas | TJ | 0 | 0 | 0 | 0 | 0 | 0 | 0
TIMES Austria v1.0 | NetZero2040 low-import/high-demand | Austria | Gross Domestic Consumption¦Gas¦Coal Gas | TJ | 0 | 0 | 0 | 0 | 0 | 0 | 0
TIMES Austria v1.0 | NetZero2040 low-import/high-demand | Austria | Gross Domestic Consumption¦Gas¦Hydrogen¦Renewable Sources | TJ | 0 | 0 | 0 | 0 | 3600 | 11198.7942 | 7598.7942
TIMES Austria v1.0 | NetZero2040 low-import/high-demand | Austria | Gross Domestic Consumption¦Gas¦Methane¦Biogenic | TJ | 0 | 0 | 0 | 0 | 360 | 2296.1664 | 24437.0498
TIMES Austria v1.0 | NetZero2040 low-import/high-demand | Austria | Gross Domestic Consumption¦Gas¦Methane¦Fossil | TJ | 297333.2633 | 297333.2633 | 288993.2061 | 271774.527 | 238323.3692 | 123770.0639 | 3296.6399
TIMES Austria v1.0 | NetZero2040 low-import/high-demand | Austria | Gross Domestic Consumption¦Gas¦Methane¦Synthetic¦Renewable Sources | TJ | 0 | 0 | 0 | 0 | 0 | 130862.9276 | 134097.6643
TIMES Austria v1.0 | NetZero2040 low-import/high-demand | Austria | Gross Domestic Consumption¦Hydro | TJ | 151193.657 | 152008.8693 | 153504.0767 | 156969.4461 | 162745.0619 | 157691.9777 | 162745.0619
TIMES Austria v1.0 | NetZero2040 low-import/high-demand | Austria | Gross Domestic Consumption¦Liquids¦Biofuels | TJ | 1313.0679 | 1228.0938 | 1222.8606 | 1154.1931 | 388.9776 | 0 | 0
TIMES Austria v1.0 | NetZero2040 low-import/high-demand | Austria | Gross Domestic Consumption¦Liquids¦Fossil | TJ | 434729.1726 | 379718.5386 | 346944.2961 | 227331.7665 | 100098.9388 | 36637.4801 | 16388.0987
TIMES Austria v1.0 | NetZero2040 low-import/high-demand | Austria | Gross Domestic Consumption¦Liquids¦Synfuel | TJ | 0 | 0 | 0 | 0 | 7200 | 54679.5129 | 65796.8656
TIMES Austria v1.0 | NetZero2040 low-import/high-demand | Austria | Gross Domestic Consumption¦Solar | TJ | 7445.3468 | 7569.5696 | 8694.1991 | 10132.5295 | 67060.8468 | 67368.9189 | 65217.5005
TIMES Austria v1.0 | NetZero2040 low-import/high-demand | Austria | Gross Domestic Consumption¦Solids¦Biomass | TJ | 210785.9176 | 235583.1497 | 231024.8853 | 252000 | 252000 | 231631.1392 | 224754.2899
TIMES Austria v1.0 | NetZero2040 low-import/high-demand | Austria | Gross Domestic Consumption¦Solids¦Coal | TJ | 61466.6294 | 62388.9631 | 68570.2867 | 71617.1288 | 63461.8138 | 24488.9466 | 64.7699
TIMES Austria v1.0 | NetZero2040 low-import/high-demand | Austria | Gross Domestic Consumption¦Waste | TJ | 23085.9609 | 15820.8465 | 16371.4367 | 15905.454 | 15637.3641 | 12559.4503 | 5154.8916
TIMES Austria v1.0 | NetZero2040 low-import/high-demand | Austria | Gross Domestic Consumption¦Wind | TJ | 24449.5097 | 24449.5097 | 34929.519 | 58355.1026 | 118699.9898 | 143188.0224 | 186637.9743
TIMES Austria v1.0 | NetZero2040 low-import/high-demand | Austria | Imports¦Bio-Methane | TJ | 0 | 0 | 0 | 0 | 360 | 2296.1664 | 24437.0498
TIMES Austria v1.0 | NetZero2040 low-import/high-demand | Austria | Imports¦Biofuels | TJ | 1313.0679 | 1228.0938 | 1222.8606 | 1154.1931 | 388.9776 | 0 | 0
TIMES Austria v1.0 | NetZero2040 low-import/high-demand | Austria | Imports¦Biogas | TJ | 0 | 0 | 0 | 0 | 0 | 0 | 0
TIMES Austria v1.0 | NetZero2040 low-import/high-demand | Austria | Imports¦Biomass | TJ | 0 | 0 | 0 | 9079.962 | 14740.743 | 0 | 0
TIMES Austria v1.0 | NetZero2040 low-import/high-demand | Austria | Imports¦Coal | TJ | 61466.6294 | 62388.9631 | 68570.2867 | 71617.1288 | 63461.8138 | 24488.9466 | 64.7699
TIMES Austria v1.0 | NetZero2040 low-import/high-demand | Austria | Imports¦Crude Oil & Products | TJ | 434729.1726 | 379718.5386 | 346944.2961 | 227331.7665 | 100098.9388 | 36637.4801 | 16388.0987
TIMES Austria v1.0 | NetZero2040 low-import/high-demand | Austria | Imports¦Electricity | TJ | 25376.425 | 36705.5624 | 20811.0764 | 33313.091 | 27911.531 | 4233.6 | 0
TIMES Austria v1.0 | NetZero2040 low-import/high-demand | Austria | Imports¦Hydrogen | TJ | 0 | 0 | 0 | 0 | 3600 | 11198.7942 | 7598.7942
TIMES Austria v1.0 | NetZero2040 low-import/high-demand | Austria | Imports¦Natural Gas | TJ | 297333.2633 | 297333.2633 | 288993.2061 | 271774.527 | 238323.3692 | 123770.0639 | 3296.6399
TIMES Austria v1.0 | NetZero2040 low-import/high-demand | Austria | Imports¦Synthetic Fuels | TJ | 0 | 0 | 0 | 0 | 7200 | 54679.5129 | 65796.8656
TIMES Austria v1.0 | NetZero2040 low-import/high-demand | Austria | Imports¦Synthetic Methane | TJ | 0 | 0 | 0 | 0 | 0 | 130862.9276 | 134097.6643
TIMES Austria v1.0 | NetZero2040 low-import/high-demand | Austria | Secondary Energy¦Electricity | TJ | 255975.9428 | 247648.4664 | 260270.4133 | 306375.9063 | 451120.1217 | 399134.2681 | 441132.6404
TIMES Austria v1.0 | NetZero2040 low-import/high-demand | Austria | Secondary Energy¦Electricity¦Biomass | TJ | 13728.9075 | 17514.5831 | 17300.6973 | 30101.6841 | 42296.0343 | 7773.885 | 7430.9833
TIMES Austria v1.0 | NetZero2040 low-import/high-demand | Austria | Secondary Energy¦Electricity¦Coal | TJ | 2396.3793 | 3079.6755 | 3043.7116 | 1724.6732 | 377.0448 | 194.0922 | 0
TIMES Austria v1.0 | NetZero2040 low-import/high-demand | Austria | Secondary Energy¦Electricity¦Gas | TJ | 50900.7095 | 38191.8202 | 39021.8098 | 45821.1684 | 57368.0948 | 21227.6473 | 18517.5397
TIMES Austria v1.0 | NetZero2040 low-import/high-demand | Austria | Secondary Energy¦Electricity¦Gas¦Biogas | TJ | 2219.293 | 4661.981 | 4686.6177 | 4702.3035 | 4763.2278 | 4793.981 | 4823.7692
TIMES Austria v1.0 | NetZero2040 low-import/high-demand | Austria | Secondary Energy¦Electricity¦Gas¦Coal Gas | TJ | 8041.1635 | 8463.1478 | 9482.0903 | 10365.7626 | 9455.6281 | 3569.3318 | 0
TIMES Austria v1.0 | NetZero2040 low-import/high-demand | Austria | Secondary Energy¦Electricity¦Gas¦Methane | TJ | 40640.253 | 25066.6914 | 24853.1017 | 30753.1024 | 43149.2389 | 12864.3345 | 13693.7705
TIMES Austria v1.0 | NetZero2040 low-import/high-demand | Austria | Secondary Energy¦Electricity¦Gas¦Methane¦Fossil | TJ | 40640.253 | 25066.6914 | 24853.1017 | 30753.1024 | 43149.2389 | 12864.3345 | 13693.7705
TIMES Austria v1.0 | NetZero2040 low-import/high-demand | Austria | Secondary Energy¦Electricity¦Gas¦Methane¦Synthetic | TJ | 0 | 0 | 0 | 0 | 0 | 0 | 0
TIMES Austria v1.0 | NetZero2040 low-import/high-demand | Austria | Secondary Energy¦Electricity¦Gas¦Methane¦Synthetic¦Renewable Sources | TJ | 0 | 0 | 0 | 0 | 0 | 0 | 0
TIMES Austria v1.0 | NetZero2040 low-import/high-demand | Austria | Secondary Energy¦Electricity¦Geothermal | TJ | 36.4724 | 191.6955 | 192.3651 | 191.6282 | 194.8657 | 198.1276 | 201.9627
TIMES Austria v1.0 | NetZero2040 low-import/high-demand | Austria | Secondary Energy¦Electricity¦Hydro | TJ | 151193.657 | 152008.8693 | 153504.0767 | 156969.4461 | 162745.0619 | 157691.9777 | 162745.0619
TIMES Austria v1.0 | NetZero2040 low-import/high-demand | Austria | Secondary Energy¦Electricity¦Liquids | TJ | 2845.0557 | 2689.8824 | 2594.5704 | 2119.7373 | 1537.3526 | 836.314 | 0
TIMES Austria v1.0 | NetZero2040 low-import/high-demand | Austria | Secondary Energy¦Electricity¦Liquids¦Fossil | TJ | 2845.0557 | 2689.8824 | 2594.5704 | 2119.7373 | 1537.3526 | 836.314 | 0
TIMES Austria v1.0 | NetZero2040 low-import/high-demand | Austria | Secondary Energy¦Electricity¦Solar | TJ | 7354.562 | 7478.7848 | 7602.9183 | 9052.5295 | 65682.4627 | 65609.7127 | 62972.258
TIMES Austria v1.0 | NetZero2040 low-import/high-demand | Austria | Secondary Energy¦Electricity¦Waste | TJ | 3070.6896 | 2043.6458 | 2080.7451 | 2039.9368 | 2219.2151 | 2414.4893 | 2626.8606
TIMES Austria v1.0 | NetZero2040 low-import/high-demand | Austria | Secondary Energy¦Electricity¦Wind | TJ | 24449.5097 | 24449.5097 | 34929.519 | 58355.1026 | 118699.9898 | 143188.0224 | 186637.9743
TIMES Austria v1.0 | NetZero2040 low-import/high-demand | Austria | Secondary Energy¦Hydrogen | TJ | 0 | 0 | 0 | 0 | 972 | 9325.125 | 21207.0879
TIMES Austria v1.0 | NetZero2040 low-import/high-demand | Austria | Stock¦Cars¦Combustion Engine | thousand | 4476.2129 | 4439.8989 | 4254.9873 | 3305.6386 | 1394.6324 | 29.7195 | 0
TIMES Austria v1.0 | NetZero2040 low-import/high-demand | Austria | Stock¦Cars¦Electric | thousand | 16.7193 | 19.937 | 227.9761 | 1072.0997 | 2814.3222 | 3991.8454 | 3722.2774
TIMES Austria v1.0 | NetZero2040 low-import/high-demand | Austria | Stock¦Cars¦Fuel Cell | thousand | 0.019561 | 0.020584 | 0.020584 | 0.020584 | 0.010072 | 0.00068804 | 0
TIMES Austria v1.0 | NetZero2040 low-import/high-demand | Austria | Stock¦Cars¦Hybrid | thousand | 90.1846 | 125.8125 | 125.4463 | 123.8138 | 108.9399 | 20.2872 | 0
TIMES Austria v1.0 | NetZero2040 low-import/high-demand | Austria | Transmission Losses¦Electricity | TJ | 12772.9107 | 12974.3746 | 12734.9734 | 15121.8089 | 20738.418 | 17048.6296 | 18045.225
TIMES Austria v1.0 | NetZero2040 low-import/high-demand | Austria | Transmission Losses¦Heat | TJ | 13079.3793 | 12865.8229 | 12678.0194 | 11844.3018 | 11341.097 | 10753.7184 | 10268.1972
TIMES Austria v1.0 | NetZero2040 low-import/low-demand | Austria | Capacity¦Combined Heat and Power Plant¦Electricity¦Biomass | MW | 980.4433 | 865.7272 | 1758.08 | 2782.5874 | 4134.2022 | 4097.8441 | 3706.92
TIMES Austria v1.0 | NetZero2040 low-import/low-demand | Austria | Capacity¦Combined Heat and Power Plant¦Electricity¦Coal | MW | 556.8635 | 431.1776 | 427.2621 | 233.7872 | 36.6015 | 17.3592 | 0
TIMES Austria v1.0 | NetZero2040 low-import/low-demand | Austria | Capacity¦Combined Heat and Power Plant¦Electricity¦Gas¦Biogas | MW | 91.5232 | 276.8465 | 349.195 | 405.3757 | 645.4898 | 644.3451 | 525.3472
TIMES Austria v1.0 | NetZero2040 low-import/low-demand | Austria | Capacity¦Combined Heat and Power Plant¦Electricity¦Gas¦Coal Gas | MW | 359.7446 | 376.3347 | 423.6891 | 448.2263 | 370.7719 | 131.0178 | 0
TIMES Austria v1.0 | NetZero2040 low-import/low-demand | Austria | Capacity¦Combined Heat and Power Plant¦Electricity¦Gas¦Methane | MW | 4411.2588 | 4380.6267 | 4347.4742 | 4637.6655 | 5530.3992 | 4401.5777 | 3711.6101
TIMES Austria v1.0 | NetZero2040 low-import/low-demand | Austria | Capacity¦Combined Heat and Power Plant¦Electricity¦Gas¦Methane¦Biogenic | MW | 1.7908 | 1.6714 | 7.8418 | 6.0322 | 3.0161 | 0 | 0
TIMES Austria v1.0 | NetZero2040 low-import/low-demand | Austria | Capacity¦Combined Heat and Power Plant¦Electricity¦Liquids | MW | 150.5225 | 145.73 | 186.8381 | 151.5566 | 104.7255 | 57.7303 | 10.5596
TIMES Austria v1.0 | NetZero2040 low-import/low-demand | Austria | Capacity¦Combined Heat and Power Plant¦Electricity¦Liquids¦Biofuels | MW | 0.4605 | 0.4298 | 1.0154 | 0.78105 | 0.39053 | 0 | 0
TIMES Austria v1.0 | NetZero2040 low-import/low-demand | Austria | Capacity¦Combined Heat and Power Plant¦Electricity¦Waste | MW | 121.9139 | 123.615 | 125.249 | 120.5546 | 120.755 | 120.9645 | 121.1716
TIMES Austria v1.0 | NetZero2040 low-import/low-demand | Austria | Capacity¦Electrolyser¦Hydrogen¦Electricity | MW | 0 | 0 | 0 | 0 | 50 | 479.6875 | 1120.344
TIMES Austria v1.0 | NetZero2040 low-import/low-demand | Austria | Capacity¦Heat Plant¦Heat¦Biomass | MW | 3075.2387 | 3478.0189 | 3227.5656 | 2923.9953 | 2423.684 | 1763.6235 | 873.3019
TIMES Austria v1.0 | NetZero2040 low-import/low-demand | Austria | Capacity¦Heat Plant¦Heat¦Electricity | MW | 200 | 209.7657 | 240 | 300 | 400 | 552.6282 | 587.4715
TIMES Austria v1.0 | NetZero2040 low-import/low-demand | Austria | Capacity¦Heat Plant¦Heat¦Gas¦Methane | MW | 878.3795 | 843.2827 | 1061.0088 | 922.2752 | 691.4269 | 460.5734 | 229.7144
TIMES Austria v1.0 | NetZero2040 low-import/low-demand | Austria | Capacity¦Heat Plant¦Heat¦Geothermal | MW | 83.3138 | 454.0243 | 480.8537 | 560.7778 | 694.4562 | 685.9311 | 677.4058
TIMES Austria v1.0 | NetZero2040 low-import/low-demand | Austria | Capacity¦Heat Plant¦Heat¦Liquids | MW | 36.222 | 34.7731 | 82.8609 | 72.0529 | 54.0397 | 36.0265 | 18.0132
TIMES Austria v1.0 | NetZero2040 low-import/low-demand | Austria | Capacity¦Heat Plant¦Heat¦Solar | MW | 25.218 | 25.218 | 303.1336 | 300 | 400 | 488.6684 | 623.6785
TIMES Austria v1.0 | NetZero2040 low-import/low-demand | Austria | Capacity¦Heat Plant¦Heat¦Waste | MW | 147.9363 | 148.1573 | 148.3696 | 147.7597 | 147.7857 | 147.8129 | 147.8398
TIMES Austria v1.0 | NetZero2040 low-import/low-demand | Austria | Capacity¦Power Plant¦Electricity¦Coal | MW | 0 | 0 | 0 | 0 | 0 | 0 | 0
TIMES Austria v1.0 | NetZero2040 low-import/low-demand | Austria | Capacity¦Power Plant¦Electricity¦Gas¦Hydrogen | MW | 0 | 0 | 0 | 0 | 67.9509 | 67.9509 | 67.9509
TIMES Austria v1.0 | NetZero2040 low-import/low-demand | Austria | Capacity¦Power Plant¦Electricity¦Gas¦Methane | MW | 154 | 154 | 154 | 154 | 154 | 154 | 154
TIMES Austria v1.0 | NetZero2040 low-import/low-demand | Austria | Capacity¦Power Plant¦Electricity¦Geothermal | MW | 441.8232 | 450.3157 | 458.4739 | 435.0368 | 436.037 | 436.1679 | 437.2021
TIMES Austria v1.0 | NetZero2040 low-import/low-demand | Austria | Capacity¦Power Plant¦Electricity¦Hydro¦Reservoir | MW | 8843.979 | 8843.979 | 8843.979 | 8843.979 | 8843.979 | 8843.979 | 8843.979
TIMES Austria v1.0 | NetZero2040 low-import/low-demand | Austria | Capacity¦Power Plant¦Electricity¦Hydro¦Run of River | MW | 6241.0855 | 6335.0862 | 6507.4961 | 6907.0821 | 7573.0587 | 7573.0587 | 7573.0587
TIMES Austria v1.0 | NetZero2040 low-import/low-demand | Austria | Capacity¦Power Plant¦Electricity¦Solar | MW | 2043 | 2077.3333 | 2111.6667 | 2512.8832 | 18245.8666 | 18225.6576 | 17493.0076
TIMES Austria v1.0 | NetZero2040 low-import/low-demand | Austria | Capacity¦Power Plant¦Electricity¦Wind | MW | 3163.8683 | 3163.8683 | 4444.7174 | 7158.0245 | 13508.8039 | 13853.3046 | 12681.6228
TIMES Austria v1.0 | NetZero2040 low-import/low-demand | Austria | Capacity¦Storage¦Electricity¦Charging¦Hydro¦Pumped | MW | 5.7 | 6.0066 | 6.3132 | 7.2331 | 7.8463 | 8.4595 | 9.0728
TIMES Austria v1.0 | NetZero2040 low-import/low-demand | Austria | Capacity¦Storage¦Electricity¦Discharging¦Hydro¦Pumped | MW | 5.7 | 6.0066 | 6.3132 | 7.2331 | 7.8463 | 8.4595 | 9.0728
TIMES Austria v1.0 | NetZero2040 low-import/low-demand | Austria | Carbon Sequestration | Mt CO2/yr | 0 | 1.6348 | 1.5023 | 0 | 0 | 0 | 1.1966
TIMES Austria v1.0 | NetZero2040 low-import/low-demand | Austria | Conversion Input¦District Heat¦Gas¦Hydrogen | TJ | 0 | 0 | 0 | 0 | 0 | 0 | 0
TIMES Austria v1.0 | NetZero2040 low-import/low-demand | Austria | Conversion Input¦District Heat¦Gas¦Methane¦Fossil | TJ | 0 | 0 | 0 | 0 | 0 | 0 | 0
TIMES Austria v1.0 | NetZero2040 low-import/low-demand | Austria | Conversion Input¦District Heat¦Gas¦Methane¦Synthetic | TJ | 0 | 0 | 0 | 0 | 0 | 26728.9638 | 5601.6947
TIMES Austria v1.0 | NetZero2040 low-import/low-demand | Austria | Conversion Input¦District Heat¦Solid¦Biomass | TJ | 35592.006 | 44802.9469 | 42276.866 | 20469.4414 | 3442.556 | 21914.1085 | 11797.583
TIMES Austria v1.0 | NetZero2040 low-import/low-demand | Austria | Conversion Input¦Electricity¦Biomass | TJ | 24853.1855 | 36518.2607 | 35456.9306 | 89938.5817 | 115715.9592 | 1891.3168 | 1665.6712
TIMES Austria v1.0 | NetZero2040 low-import/low-demand | Austria | Conversion Input¦Electricity¦Gas¦Hydrogen | TJ | 0 | 0 | 0 | 0 | 0 | 0 | 0
TIMES Austria v1.0 | NetZero2040 low-import/low-demand | Austria | Conversion Input¦Electricity¦Gas¦Methane¦Fossil | TJ | 36213.0094 | 46287.606 | 46031.5766 | 53550.3635 | 65189.1953 | 0 | 0
TIMES Austria v1.0 | NetZero2040 low-import/low-demand | Austria | Conversion Input¦Electricity¦Gas¦Methane¦Synthetic | TJ | 0 | 0 | 0 | 0 | 0 | 0 | 0
TIMES Austria v1.0 | NetZero2040 low-import/low-demand | Austria | Conversion Input¦Gas¦Hydrogen¦Electricity | TJ | 0 | 0 | 0 | 0 | 1296 | 13864.4012 | 22902.6401
TIMES Austria v1.0 | NetZero2040 low-import/low-demand | Austria | Conversion Input¦Gas¦Methane¦Gas¦Hydrogen | TJ | 0 | 0 | 0 | 0 | 0 | 0 | 0
TIMES Austria v1.0 | NetZero2040 low-import/low-demand | Austria | Conversion Input¦Liquids¦Synfuel¦Electricity | TJ | 0 | 0 | 0 | 57988.3537 | 140570.984 | 0 | 0
TIMES Austria v1.0 | NetZero2040 low-import/low-demand | Austria | Conversion Input¦Liquids¦Synfuel¦Gas¦Hydrogen | TJ | 0 | 0 | 0 | 0 | 76.5385 | 0 | 0
TIMES Austria v1.0 | NetZero2040 low-import/low-demand | Austria | Emissions¦CH4¦Agriculture | Mt CH4/yr | 0.00024829 | 0.00024649 | 0.00025189 | 0.00021752 | 0.00018868 | 0.00019558 | 0
TIMES Austria v1.0 | NetZero2040 low-import/low-demand | Austria | Emissions¦CH4¦Electricity | Mt CH4/yr | 0.0012262 | 0.0013366 | 0.0013074 | 0.0029104 | 0.0036577 | 0.00016692 | 0.00015268
TIMES Austria v1.0 | NetZero2040 low-import/low-demand | Austria | Emissions¦CH4¦Heat | Mt CH4/yr | 0.0011392 | 0.0013496 | 0.0012739 | 0.00061935 | 0.00010855 | 0.00066268 | 0.00035919
TIMES Austria v1.0 | NetZero2040 low-import/low-demand | Austria | Emissions¦CH4¦Households | Mt CH4/yr | 0.0020474 | 0.0019954 | 0.0019407 | 0.0018334 | 0.0016432 | 0.0013681 | 0
TIMES Austria v1.0 | NetZero2040 low-import/low-demand | Austria | Emissions¦CH4¦Industry | Mt CH4/yr | 0.0019563 | 0.0019365 | 0.0019916 | 0.0019258 | 0.0018914 | 0.0016566 | 0
TIMES Austria v1.0 | NetZero2040 low-import/low-demand | Austria | Emissions¦CH4¦Services | Mt CH4/yr | 0.00016073 | 0.00016311 | 0.00016544 | 0.00016006 | 0.00016979 | 0.00018138 | 0
TIMES Austria v1.0 | NetZero2040 low-import/low-demand | Austria | Emissions¦CH4¦Transport | Mt CH4/yr | 0.0057562 | 0.0059849 | 0.0058427 | 0.0044386 | 0.0016126 | 5.7583e-05 | 0
TIMES Austria v1.0 | NetZero2040 low-import/low-demand | Austria | Emissions¦CO2 | Mt CO2/yr | 47.4153 | 42.408 | 40.6592 | 33.552 | 22.3806 | 6.402 | 0.25572
TIMES Austria v1.0 | NetZero2040 low-import/low-demand | Austria | Emissions¦CO2¦Agriculture | Mt CO2/yr | 0.9189 | 0.90684 | 0.93481 | 0.60664 | 0.17717 | 0.12495 | 0
TIMES Austria v1.0 | NetZero2040 low-import/low-demand | Austria | Emissions¦CO2¦Electricity | Mt CO2/yr | 8.4393 | 5.9339 | 6.1804 | 6.5196 | 6.4289 | 1.1524 | 0.23962
TIMES Austria v1.0 | NetZero2040 low-import/low-demand | Austria | Emissions¦CO2¦Heat | Mt CO2/yr | 0.62511 | 0.019572 | 0.019765 | 0.018291 | 0.017563 | 0.01606 | 0.016098
TIMES Austria v1.0 | NetZero2040 low-import/low-demand | Austria | Emissions¦CO2¦Households | Mt CO2/yr | 4.6535 | 4.4232 | 4.2251 | 3.7856 | 3.1933 | 0.69621 | 0
TIMES Austria v1.0 | NetZero2040 low-import/low-demand | Austria | Emissions¦CO2¦Industry | Mt CO2/yr | 11.9142 | 9.7332 | 9.4742 | 9.555 | 6.9407 | 2.6824 | 0
TIMES Austria v1.0 | NetZero2040 low-import/low-demand | Austria | Emissions¦CO2¦Services | Mt CO2/yr | 1.9117 | 1.94 | 1.9678 | 1.8958 | 1.9459 | 1.6581 | 0
TIMES Austria v1.0 | NetZero2040 low-import/low-demand | Austria | Emissions¦CO2¦Transport | Mt CO2/yr | 18.9525 | 19.4512 | 17.8571 | 11.1711 | 3.677 | 0.071837 | 0
TIMES Austria v1.0 | NetZero2040 low-import/low-demand | Austria | Emissions¦N2O¦Agriculture | Mt N2O/yr | 3.5451e-05 | 3.5166e-05 | 3.5967e-05 | 3.0488e-05 | 2.54e-05 | 2.6172e-05 | 0
TIMES Austria v1.0 | NetZero2040 low-import/low-demand | Austria | Emissions¦N2O¦Electricity | Mt N2O/yr | 0.00018304 | 0.0001874 | 0.00018341 | 0.00039554 | 0.00049365 | 2.9383e-05 | 2.6414e-05
TIMES Austria v1.0 | NetZero2040 low-import/low-demand | Austria | Emissions¦N2O¦Heat | Mt N2O/yr | 0.00015175 | 0.00017994 | 0.00016985 | 8.2579e-05 | 1.4472e-05 | 8.8357e-05 | 4.7893e-05
TIMES Austria v1.0 | NetZero2040 low-import/low-demand | Austria | Emissions¦N2O¦Households | Mt N2O/yr | 0.00027759 | 0.00027037 | 0.00026276 | 0.00024767 | 0.00022113 | 0.00018423 | 0
TIMES Austria v1.0 | NetZero2040 low-import/low-demand | Austria | Emissions¦N2O¦Industry | Mt N2O/yr | 0.00027651 | 0.00027308 | 0.00028009 | 0.00026857 | 0.00025933 | 0.00022375 | 0
TIMES Austria v1.0 | NetZero2040 low-import/low-demand | Austria | Emissions¦N2O¦Services | Mt N2O/yr | 2.2776e-05 | 2.3113e-05 | 2.3443e-05 | 2.2678e-05 | 2.403e-05 | 2.5308e-05 | 0
TIMES Austria v1.0 | NetZero2040 low-import/low-demand | Austria | Emissions¦N2O¦Transport | Mt N2O/yr | 0.0011765 | 0.0011906 | 0.0010984 | 0.00071171 | 0.00019983 | 4.3097e-06 | 0
TIMES Austria v1.0 | NetZero2040 low-import/low-demand | Austria | Energy Sector Own Use¦Electricity | TJ | 18178.1195 | 17702.8864 | 17471.7874 | 17608.7858 | 18115.1376 | 12602.1525 | 12411.0507
TIMES Austria v1.0 | NetZero2040 low-import/low-demand | Austria | Final Energy¦Agriculture¦Ambient Heat | TJ | 164.2673 | 166.1222 | 168.9266 | 156.8991 | 172.1001 | 190.1529 | 215.7549
TIMES Austria v1.0 | NetZero2040 low-import/low-demand | Austria | Final Energy¦Agriculture¦District Heating | TJ | 480.7064 | 481.3177 | 484.4401 | 435.3894 | 461.1204 | 497.3232 | 554.6661
TIMES Austria v1.0 | NetZero2040 low-import/low-demand | Austria | Final Energy¦Agriculture¦Electricity | TJ | 4297.742 | 4221.2474 | 4339.9305 | 6456.4792 | 10696.2862 | 12065.5946 | 13218.9681
TIMES Austria v1.0 | NetZero2040 low-import/low-demand | Austria | Final Energy¦Agriculture¦Gas¦Biogas | TJ | 0 | 0 | 0 | 0 | 0 | 0 | 0
TIMES Austria v1.0 | NetZero2040 low-import/low-demand | Austria | Final Energy¦Agriculture¦Gas¦Coal Gas | TJ | 0 | 0 | 0 | 0 | 0 | 0 | 0
TIMES Austria v1.0 | NetZero2040 low-import/low-demand | Austria | Final Energy¦Agriculture¦Gas¦Hydrogen¦Renewable Sources | TJ | 0 | 0 | 0 | 0 | 0 | 0 | 0
TIMES Austria v1.0 | NetZero2040 low-import/low-demand | Austria | Final Energy¦Agriculture¦Gas¦Methane¦Biogenic | TJ | 0 | 0 | 0 | 0 | 0 | 0 | 0
TIMES Austria v1.0 | NetZero2040 low-import/low-demand | Austria | Final Energy¦Agriculture¦Gas¦Methane¦Fossil | TJ | 919.4801 | 978.9774 | 1060.9834 | 1141.5605 | 1391.7703 | 1401.9222 | 1233.8729
TIMES Austria v1.0 | NetZero2040 low-import/low-demand | Austria | Final Energy¦Agriculture¦Gas¦Methane¦Synthetic¦Renewable Sources | TJ | 0 | 0 | 0 | 0 | 0 | 0 | 0
TIMES Austria v1.0 | NetZero2040 low-import/low-demand | Austria | Final Energy¦Agriculture¦Liquids¦Biofuels | TJ | 0 | 0 | 0 | 0 | 0 | 0 | 0
TIMES Austria v1.0 | NetZero2040 low-import/low-demand | Austria | Final Energy¦Agriculture¦Liquids¦Fossil | TJ | 11889.3394 | 11663.7591 | 12076.7145 | 7580.8625 | 1360.8213 | 592.3133 | 443.038
TIMES Austria v1.0 | NetZero2040 low-import/low-demand | Austria | Final Energy¦Agriculture¦Liquids¦Synfuel | TJ | 0 | 0 | 0 | 0 | 0 | 0 | 0
TIMES Austria v1.0 | NetZero2040 low-import/low-demand | Austria | Final Energy¦Agriculture¦Solids¦Biomass | TJ | 7064.7543 | 7025.5733 | 7161.5811 | 6462.2449 | 6115.2448 | 6421.9943 | 7013.8307
TIMES Austria v1.0 | NetZero2040 low-import/low-demand | Austria | Final Energy¦Agriculture¦Solids¦Coal | TJ | 21.2644 | 22.954 | 24.9659 | 26.9295 | 36.7168 | 41.5623 | 39.7923
TIMES Austria v1.0 | NetZero2040 low-import/low-demand | Austria | Final Energy¦Agriculture¦Waste | TJ | 0 | 0 | 0 | 0 | 0 | 0 | 0
TIMES Austria v1.0 | NetZero2040 low-import/low-demand | Austria | Final Energy¦Households¦Ambient Heat | TJ | 50282.1594 | 24888.1739 | 51809.8134 | 53937.3047 | 57467.6162 | 59206.109 | 60992.6466
TIMES Austria v1.0 | NetZero2040 low-import/low-demand | Austria | Final Energy¦Households¦District Heating | TJ | 32078.7456 | 31935.3067 | 31825.0588 | 32259.6267 | 32906.7998 | 33829.9713 | 33060.3611
TIMES Austria v1.0 | NetZero2040 low-import/low-demand | Austria | Final Energy¦Households¦Electricity | TJ | 55024.6666 | 60239.3914 | 55009.1244 | 55126.2752 | 54841.838 | 56836.8908 | 56757.2965
TIMES Austria v1.0 | NetZero2040 low-import/low-demand | Austria | Final Energy¦Households¦Gas¦Biogas | TJ | 0 | 0 | 0 | 0 | 0 | 0 | 0
TIMES Austria v1.0 | NetZero2040 low-import/low-demand | Austria | Final Energy¦Households¦Gas¦Coal Gas | TJ | 0 | 0 | 0 | 0 | 0 | 0 | 0
TIMES Austria v1.0 | NetZero2040 low-import/low-demand | Austria | Final Energy¦Households¦Gas¦Hydrogen¦Renewable Sources | TJ | 0 | 0 | 0 | 0 | 0 | 0 | 0
TIMES Austria v1.0 | NetZero2040 low-import/low-demand | Austria | Final Energy¦Households¦Gas¦Methane¦Biogenic | TJ | 0 | 600 | 600 | 600 | 0 | 0 | 0
TIMES Austria v1.0 | NetZero2040 low-import/low-demand | Austria | Final Energy¦Households¦Gas¦Methane¦Fossil | TJ | 41915.4476 | 40186.3214 | 39062.5336 | 37032.5777 | 34962.7159 | 0 | 0
TIMES Austria v1.0 | NetZero2040 low-import/low-demand | Austria | Final Energy¦Households¦Gas¦Methane¦Synthetic¦Renewable Sources | TJ | 0 | 0 | 0 | 0 | 0 | 27864.2717 | 22428.1786
TIMES Austria v1.0 | NetZero2040 low-import/low-demand | Austria | Final Energy¦Households¦Liquids¦Biofuels | TJ | 0 | 0 | 0 | 0 | 0 | 0 | 0
TIMES Austria v1.0 | NetZero2040 low-import/low-demand | Austria | Final Energy¦Households¦Liquids¦Fossil | TJ | 31224.9524 | 29416.1347 | 27585.1087 | 23168.029 | 16709.5545 | 9443.4956 | 7589.9084
TIMES Austria v1.0 | NetZero2040 low-import/low-demand | Austria | Final Energy¦Households¦Liquids¦Synfuel | TJ | 0 | 0 | 0 | 0 | 0 | 27864.2717 | 22428.1786
TIMES Austria v1.0 | NetZero2040 low-import/low-demand | Austria | Final Energy¦Households¦Solids¦Biomass | TJ | 63798.4322 | 62299.6928 | 60692.2419 | 57616.0107 | 51974.1841 | 44681.8693 | 32018.3935
TIMES Austria v1.0 | NetZero2040 low-import/low-demand | Austria | Final Energy¦Households¦Solids¦Coal | TJ | 0.0025069 | 0 | 0 | 0 | 0 | 0 | 0
TIMES Austria v1.0 | NetZero2040 low-import/low-demand | Austria | Final Energy¦Households¦Waste | TJ | 0 | 0 | 0 | 0 | 0 | 0 | 0
TIMES Austria v1.0 | NetZero2040 low-import/low-demand | Austria | Final Energy¦Industry¦District Heating | TJ | 10493.1919 | 10462.623 | 10580.2075 | 9751.4602 | 9850.5884 | 7266.7413 | 10521.1688
TIMES Austria v1.0 | NetZero2040 low-import/low-demand | Austria | Final Energy¦Industry¦Electricity | TJ | 105570.1183 | 103713.7146 | 102069.0528 | 89078.7437 | 96129.4094 | 102752.5027 | 108215.2961
TIMES Austria v1.0 | NetZero2040 low-import/low-demand | Austria | Final Energy¦Industry¦Gas¦Biogas | TJ | 0 | 0 | 0 | 0 | 0 | 0 | 0
TIMES Austria v1.0 | NetZero2040 low-import/low-demand | Austria | Final Energy¦Industry¦Gas¦Coal Gas | TJ | 3690.5981 | 3963.7416 | 4171.7253 | 4318.6404 | 3538.3393 | 1243.4392 | 0
TIMES Austria v1.0 | NetZero2040 low-import/low-demand | Austria | Final Energy¦Industry¦Gas¦Hydrogen¦Renewable Sources | TJ | 0 | 0 | 0 | 0 | 3002.7413 | 12562.9178 | 15110.7685
TIMES Austria v1.0 | NetZero2040 low-import/low-demand | Austria | Final Energy¦Industry¦Gas¦Methane¦Biogenic | TJ | 0 | 0 | 0 | 0 | 2352.992 | 16665.1746 | 47335.0186
TIMES Austria v1.0 | NetZero2040 low-import/low-demand | Austria | Final Energy¦Industry¦Gas¦Methane¦Fossil | TJ | 147794.1677 | 139453.4835 | 132336.3632 | 112684.87 | 82557.1383 | 26596.2132 | 0
TIMES Austria v1.0 | NetZero2040 low-import/low-demand | Austria | Final Energy¦Industry¦Gas¦Methane¦Synthetic¦Renewable Sources | TJ | 0 | 0 | 0 | 0 | 0 | 47467.8577 | 50930.2953
TIMES Austria v1.0 | NetZero2040 low-import/low-demand | Austria | Final Energy¦Industry¦Liquids¦Biofuels | TJ | 0 | 0 | 0 | 0 | 0 | 0 | 0
TIMES Austria v1.0 | NetZero2040 low-import/low-demand | Austria | Final Energy¦Industry¦Liquids¦Fossil | TJ | 12444.1281 | 12783.6342 | 12859.759 | 11677.4982 | 5085.51 | 970.1063 | 30.1241
TIMES Austria v1.0 | NetZero2040 low-import/low-demand | Austria | Final Energy¦Industry¦Liquids¦Synfuel | TJ | 0 | 0 | 0 | 0 | 0 | 47467.8577 | 50930.2953
TIMES Austria v1.0 | NetZero2040 low-import/low-demand | Austria | Final Energy¦Industry¦Solar | TJ | 309.3375 | 332.8407 | 353.6657 | 377.0962 | 1938.0613 | 3451.6665 | 4632.2976
TIMES Austria v1.0 | NetZero2040 low-import/low-demand | Austria | Final Energy¦Industry¦Solids¦Biomass | TJ | 48039.5954 | 48035.8614 | 49720.0398 | 48210.6543 | 49210.5504 | 46073.0238 | 34016.9
TIMES Austria v1.0 | NetZero2040 low-import/low-demand | Austria | Final Energy¦Industry¦Solids¦Coal | TJ | 13540.7857 | 12702.8377 | 12272.6905 | 9949.1842 | 6698.673 | 2706.8074 | 0
TIMES Austria v1.0 | NetZero2040 low-import/low-demand | Austria | Final Energy¦Industry¦Waste | TJ | 10500.5875 | 10105.1888 | 10495.4032 | 10649.1385 | 10275.9843 | 8055.9199 | 1099.8201
TIMES Austria v1.0 | NetZero2040 low-import/low-demand | Austria | Final Energy¦Services¦Ambient Heat | TJ | 5727.9566 | 5812.8483 | 5895.8843 | 5725.3776 | 6246.7314 | 8126.7166 | 25400.9318
TIMES Austria v1.0 | NetZero2040 low-import/low-demand | Austria | Final Energy¦Services¦District Heating | TJ | 32948.6847 | 33437.0037 | 33914.6485 | 32946.2223 | 35846.2192 | 40499.2042 | 44830.4592
TIMES Austria v1.0 | NetZero2040 low-import/low-demand | Austria | Final Energy¦Services¦Electricity | TJ | 46155.8784 | 46839.9359 | 47509.0405 | 46048.9134 | 49358.1726 | 54983.2135 | 61023.965
TIMES Austria v1.0 | NetZero2040 low-import/low-demand | Austria | Final Energy¦Services¦Gas¦Biogas | TJ | 0 | 0 | 0 | 0 | 0 | 0 | 0
TIMES Austria v1.0 | NetZero2040 low-import/low-demand | Austria | Final Energy¦Services¦Gas¦Coal Gas | TJ | 0 | 0 | 0 | 0 | 0 | 0 | 0
TIMES Austria v1.0 | NetZero2040 low-import/low-demand | Austria | Final Energy¦Services¦Gas¦Hydrogen¦Renewable Sources | TJ | 0 | 0 | 0 | 0 | 0 | 0 | 0
TIMES Austria v1.0 | NetZero2040 low-import/low-demand | Austria | Final Energy¦Services¦Gas¦Methane¦Biogenic | TJ | 0 | 0 | 0 | 0 | 0 | 0 | 0
TIMES Austria v1.0 | NetZero2040 low-import/low-demand | Austria | Final Energy¦Services¦Gas¦Methane¦Fossil | TJ | 18612.7233 | 18888.5749 | 19158.3966 | 18437.4945 | 18773.3129 | 16150.766 | 1968.4225
TIMES Austria v1.0 | NetZero2040 low-import/low-demand | Austria | Final Energy¦Services¦Gas¦Methane¦Synthetic¦Renewable Sources | TJ | 0 | 0 | 0 | 0 | 0 | 0 | 0
TIMES Austria v1.0 | NetZero2040 low-import/low-demand | Austria | Final Energy¦Services¦Liquids¦Biofuels | TJ | 0 | 0 | 0 | 0 | 0 | 0 | 0
TIMES Austria v1.0 | NetZero2040 low-import/low-demand | Austria | Final Energy¦Services¦Liquids¦Fossil | TJ | 11759.9361 | 11934.2253 | 12104.7047 | 11677.1348 | 12101.2703 | 10191.795 | 1226.7053
TIMES Austria v1.0 | NetZero2040 low-import/low-demand | Austria | Final Energy¦Services¦Liquids¦Synfuel | TJ | 0 | 0 | 0 | 0 | 0 | 0 | 0
TIMES Austria v1.0 | NetZero2040 low-import/low-demand | Austria | Final Energy¦Services¦Solids¦Biomass | TJ | 3690.4547 | 3745.1494 | 3798.6486 | 3681.5075 | 3958.1777 | 4611.5154 | 9154.4034
TIMES Austria v1.0 | NetZero2040 low-import/low-demand | Austria | Final Energy¦Services¦Solids¦Coal | TJ | 230.2102 | 233.622 | 236.9593 | 229.0486 | 240.8396 | 227.2309 | 24.9776
TIMES Austria v1.0 | NetZero2040 low-import/low-demand | Austria | Final Energy¦Services¦Waste | TJ | 63.5433 | 64.485 | 65.4062 | 63.2568 | 66.7704 | 65.3776 | 8.1483
TIMES Austria v1.0 | NetZero2040 low-import/low-demand | Austria | Final Energy¦Transport¦District Heating | TJ | 0 | 0 | 0 | 0 | 0 | 0 | 0
TIMES Austria v1.0 | NetZero2040 low-import/low-demand | Austria | Final Energy¦Transport¦Electricity | TJ | 23210.1746 | 24464.0125 | 27291.2059 | 34523.0603 | 57956.8872 | 63342.4886 | 55959.9981
TIMES Austria v1.0 | NetZero2040 low-import/low-demand | Austria | Final Energy¦Transport¦Gas¦Biogas | TJ | 0 | 0 | 0 | 0 | 0 | 0 | 0
TIMES Austria v1.0 | NetZero2040 low-import/low-demand | Austria | Final Energy¦Transport¦Gas¦Coal Gas | TJ | 0 | 0 | 0 | 0 | 0 | 0 | 0
TIMES Austria v1.0 | NetZero2040 low-import/low-demand | Austria | Final Energy¦Transport¦Gas¦Hydrogen¦Renewable Sources | TJ | 0 | 0 | 0 | 0 | 0 | 0 | 0
TIMES Austria v1.0 | NetZero2040 low-import/low-demand | Austria | Final Energy¦Transport¦Gas¦Methane¦Biogenic | TJ | 0 | 0 | 0 | 0 | 0 | 0 | 0
TIMES Austria v1.0 | NetZero2040 low-import/low-demand | Austria | Final Energy¦Transport¦Gas¦Methane¦Fossil | TJ | 39807.8022 | 42755.6703 | 42722.0885 | 33355.5865 | 12919.9076 | 573.7901 | 0
TIMES Austria v1.0 | NetZero2040 low-import/low-demand | Austria | Final Energy¦Transport¦Gas¦Methane¦Synthetic¦Renewable Sources | TJ | 0 | 0 | 0 | 0 | 0 | 0 | 0
TIMES Austria v1.0 | NetZero2040 low-import/low-demand | Austria | Final Energy¦Transport¦Liquids¦Biofuels | TJ | 1311.8081 | 1227.2323 | 1214.2675 | 1118.9582 | 387.9093 | 3.3804 | 0
TIMES Austria v1.0 | NetZero2040 low-import/low-demand | Austria | Final Energy¦Transport¦Liquids¦Fossil | TJ | 228843.0941 | 233189.356 | 211690.5028 | 128412.0013 | 41390.0453 | 541.0701 | 0
TIMES Austria v1.0 | NetZero2040 low-import/low-demand | Austria | Final Energy¦Transport¦Liquids¦Synfuel | TJ | 0 | 0 | 0 | 14497.0884 | 42458.2318 | 54682.7158 | 65796.8656
TIMES Austria v1.0 | NetZero2040 low-import/low-demand | Austria | Final Energy¦Transport¦Other¦Electricity | TJ | 4103.8944 | 4523.8221 | 4523.8221 | 4523.8221 | 4523.8221 | 4523.8221 | 4523.8221
TIMES Austria v1.0 | NetZero2040 low-import/low-demand | Austria | Final Energy¦Transport¦Rail¦Electricity | TJ | 5723.4223 | 5909.1382 | 6100.6457 | 6358.3743 | 7312.6522 | 8390.1889 | 9725.8151
TIMES Austria v1.0 | NetZero2040 low-import/low-demand | Austria | Final Energy¦Transport¦Road¦Bus¦Electricity | TJ | 27.495 | 36.3362 | 238.5132 | 935.2312 | 1711.5843 | 723.1903 | 0
TIMES Austria v1.0 | NetZero2040 low-import/low-demand | Austria | Final Energy¦Transport¦Road¦Cars¦Electricity | TJ | 177.812 | 210.178 | 2284.0101 | 8260.0436 | 20811.866 | 27657.3897 | 20817.426
TIMES Austria v1.0 | NetZero2040 low-import/low-demand | Austria | Final Energy¦Transport¦Road¦Electricity | TJ | 13382.8578 | 14031.0522 | 16666.7381 | 23640.8639 | 46120.4129 | 50428.4776 | 41710.3608
TIMES Austria v1.0 | NetZero2040 low-import/low-demand | Austria | Final Energy¦Transport¦Road¦LDV¦Electricity | TJ | 6056.4434 | 6064.8382 | 6071.2761 | 5639.1626 | 5569.386 | 5451.5909 | 5166.2479
TIMES Austria v1.0 | NetZero2040 low-import/low-demand | Austria | Final Energy¦Transport¦Road¦Trucks¦Electricity | TJ | 0 | 0 | 0 | 0 | 10201.9484 | 9986.1725 | 9463.4838
TIMES Austria v1.0 | NetZero2040 low-import/low-demand | Austria | Final Energy¦Transport¦Solar | TJ | 0 | 0 | 0 | 0 | 0 | 0 | 0
TIMES Austria v1.0 | NetZero2040 low-import/low-demand | Austria | Final Energy¦Transport¦Solids¦Biomass | TJ | 0.25428 | 0.24276 | 0.23127 | 0.19493 | 0 | 0 | 0
TIMES Austria v1.0 | NetZero2040 low-import/low-demand | Austria | Final Energy¦Transport¦Solids¦Coal | TJ | 3.6608 | 3.4949 | 3.3295 | 2.8063 | 0 | 0 | 0
TIMES Austria v1.0 | NetZero2040 low-import/low-demand | Austria | Final Energy¦Transport¦Waste | TJ | 0 | 0 | 0 | 0 | 0 | 0 | 0
TIMES Austria v1.0 | NetZero2040 low-import/low-demand | Austria | Gross Domestic Consumption¦Ambient Heat | TJ | 57455.2399 | 36851.4084 | 64169.7419 | 67066.68 | 91871.2487 | 102998.1282 | 149141.7224
TIMES Austria v1.0 | NetZero2040 low-import/low-demand | Austria | Gross Domestic Consumption¦Electricity | TJ | 25382.2194 | 36680.8064 | 20737.3766 | 33248.1711 | 26937.0522 | 1209.6 | 0
TIMES Austria v1.0 | NetZero2040 low-import/low-demand | Austria | Gross Domestic Consumption¦Gas¦Biogas | TJ | 0 | 0 | 0 | 0 | 0 | 0 | 0
TIMES Austria v1.0 | NetZero2040 low-import/low-demand | Austria | Gross Domestic Consumption¦Gas¦Coal Gas | TJ | 0 | 0 | 0 | 0 | 0 | 0 | 0
TIMES Austria v1.0 | NetZero2040 low-import/low-demand | Austria | Gross Domestic Consumption¦Gas¦Hydrogen¦Renewable Sources | TJ | 0 | 0 | 0 | 0 | 3600 | 3600 | 0
TIMES Austria v1.0 | NetZero2040 low-import/low-demand | Austria | Gross Domestic Consumption¦Gas¦Methane¦Biogenic | TJ | 0 | 0 | 0 | 0 | 360 | 2296.1664 | 24437.0498
TIMES Austria v1.0 | NetZero2040 low-import/low-demand | Austria | Gross Domestic Consumption¦Gas¦Methane¦Fossil | TJ | 297308.1511 | 297308.1511 | 288981.3705 | 262691.1524 | 220112.7546 | 119036.4262 | 3295.1571
TIMES Austria v1.0 | NetZero2040 low-import/low-demand | Austria | Gross Domestic Consumption¦Gas¦Methane¦Synthetic¦Renewable Sources | TJ | 0 | 0 | 0 | 0 | 0 | 131973.3366 | 116758.8008
TIMES Austria v1.0 | NetZero2040 low-import/low-demand | Austria | Gross Domestic Consumption¦Hydro | TJ | 151193.657 | 152008.8693 | 153504.0767 | 156969.4461 | 162745.0619 | 151533.7022 | 162745.0619
TIMES Austria v1.0 | NetZero2040 low-import/low-demand | Austria | Gross Domestic Consumption¦Liquids¦Biofuels | TJ | 1313.0679 | 1227.2323 | 1214.2675 | 1121.095 | 388.9776 | 0 | 0
TIMES Austria v1.0 | NetZero2040 low-import/low-demand | Austria | Gross Domestic Consumption¦Liquids¦Fossil | TJ | 434816.3575 | 377880.3324 | 345057.4546 | 223775.6141 | 94799.8796 | 36375.4575 | 15932.7436
TIMES Austria v1.0 | NetZero2040 low-import/low-demand | Austria | Gross Domestic Consumption¦Liquids¦Synfuel | TJ | 0 | 0 | 0 | 0 | 7200 | 54682.7158 | 65796.8656
TIMES Austria v1.0 | NetZero2040 low-import/low-demand | Austria | Gross Domestic Consumption¦Solar | TJ | 7445.3468 | 7569.5696 | 8694.1991 | 10132.5295 | 67060.8468 | 63433.9291 | 65217.5005
TIMES Austria v1.0 | NetZero2040 low-import/low-demand | Austria | Gross Domestic Consumption¦Solids¦Biomass | TJ | 210838.9419 | 235527.7352 | 230989.9212 | 252000 | 252000 | 230609.4087 | 223204.5003
TIMES Austria v1.0 | NetZero2040 low-import/low-demand | Austria | Gross Domestic Consumption¦Solids¦Coal | TJ | 61466.6294 | 62388.9631 | 68570.2867 | 69313.7421 | 55780.3887 | 20256.0659 | 64.7699
TIMES Austria v1.0 | NetZero2040 low-import/low-demand | Austria | Gross Domestic Consumption¦Waste | TJ | 23085.9609 | 15820.8465 | 16371.4367 | 15425.7746 | 13899.7542 | 11179.5538 | 3896.6286
TIMES Austria v1.0 | NetZero2040 low-import/low-demand | Austria | Gross Domestic Consumption¦Wind | TJ | 24449.5097 | 24449.5097 | 34929.519 | 58355.1026 | 118699.9898 | 118699.9898 | 118699.9898
TIMES Austria v1.0 | NetZero2040 low-import/low-demand | Austria | Imports¦Bio-Methane | TJ | 0 | 0 | 0 | 0 | 360 | 2296.1664 | 24437.0498
TIMES Austria v1.0 | NetZero2040 low-import/low-demand | Austria | Imports¦Biofuels | TJ | 1313.0679 | 1227.2323 | 1214.2675 | 1121.095 | 388.9776 | 0 | 0
TIMES Austria v1.0 | NetZero2040 low-import/low-demand | Austria | Imports¦Biogas | TJ | 0 | 0 | 0 | 0 | 0 | 0 | 0
TIMES Austria v1.0 | NetZero2040 low-import/low-demand | Austria | Imports¦Biomass | TJ | 0 | 0 | 0 | 9223.8397 | 15022.7228 | 0 | 0
TIMES Austria v1.0 | NetZero2040 low-import/low-demand | Austria | Imports¦Coal | TJ | 61466.6294 | 62388.9631 | 68570.2867 | 69313.7421 | 55780.3887 | 20256.0659 | 64.7699
TIMES Austria v1.0 | NetZero2040 low-import/low-demand | Austria | Imports¦Crude Oil & Products | TJ | 434816.3575 | 377880.3324 | 345057.4546 | 223775.6141 | 94799.8796 | 26938.2596 | 15932.7436
TIMES Austria v1.0 | NetZero2040 low-import/low-demand | Austria | Imports¦Electricity | TJ | 25382.2194 | 36680.8064 | 20737.3766 | 33248.1711 | 26937.0522 | 1209.6 | 0
TIMES Austria v1.0 | NetZero2040 low-import/low-demand | Austria | Imports¦Hydrogen | TJ | 0 | 0 | 0 | 0 | 3600 | 3600 | 0
TIMES Austria v1.0 | NetZero2040 low-import/low-demand | Austria | Imports¦Natural Gas | TJ | 297308.1511 | 297308.1511 | 288981.3705 | 262691.1524 | 220112.7546 | 119036.4262 | 3295.1571
TIMES Austria v1.0 | NetZero2040 low-import/low-demand | Austria | Imports¦Synthetic Fuels | TJ | 0 | 0 | 0 | 0 | 7200 | 54682.7158 | 65796.8656
TIMES Austria v1.0 | NetZero2040 low-import/low-demand | Austria | Imports¦Synthetic Methane | TJ | 0 | 0 | 0 | 0 | 0 | 131973.3366 | 116758.8008
TIMES Austria v1.0 | NetZero2040 low-import/low-demand | Austria | Secondary Energy¦Electricity | TJ | 255977.2096 | 247644.1379 | 260258.6659 | 305607.1971 | 449635.0357 | 362047.3728 | 374469.638
TIMES Austria v1.0 | NetZero2040 low-import/low-demand | Austria | Secondary Energy¦Electricity¦Biomass | TJ | 13728.9075 | 17510.2544 | 17288.9499 | 30548.0667 | 46473.635 | 6386.14 | 5624.2344
TIMES Austria v1.0 | NetZero2040 low-import/low-demand | Austria | Secondary Energy¦Electricity¦Coal | TJ | 2396.3793 | 3079.6755 | 3043.7116 | 1706.9898 | 336.1835 | 159.4441 | 0
TIMES Austria v1.0 | NetZero2040 low-import/low-demand | Austria | Secondary Energy¦Electricity¦Gas | TJ | 50901.9763 | 38191.8204 | 39021.8098 | 44759.0645 | 52157.7206 | 20732.5394 | 22249.492
TIMES Austria v1.0 | NetZero2040 low-import/low-demand | Austria | Secondary Energy¦Electricity¦Gas¦Biogas | TJ | 2219.293 | 4661.9813 | 4686.6177 | 4698.8197 | 4751.9147 | 4776.1564 | 4800.8306
TIMES Austria v1.0 | NetZero2040 low-import/low-demand | Austria | Secondary Energy¦Electricity¦Gas¦Coal Gas | TJ | 8041.1635 | 8463.1478 | 9482.0903 | 10031.2287 | 8297.812 | 2932.1572 | 0
TIMES Austria v1.0 | NetZero2040 low-import/low-demand | Austria | Secondary Energy¦Electricity¦Gas¦Methane | TJ | 40641.5198 | 25066.6914 | 24853.1017 | 30029.0162 | 39107.9939 | 13024.2258 | 17448.6614
TIMES Austria v1.0 | NetZero2040 low-import/low-demand | Austria | Secondary Energy¦Electricity¦Gas¦Methane¦Fossil | TJ | 40641.5198 | 25066.6914 | 24853.1017 | 30029.0162 | 39107.9939 | 13024.2258 | 17448.6614
TIMES Austria v1.0 | NetZero2040 low-import/low-demand | Austria | Secondary Energy¦Electricity¦Gas¦Methane¦Synthetic | TJ | 0 | 0 | 0 | 0 | 0 | 0 | 0
TIMES Austria v1.0 | NetZero2040 low-import/low-demand | Austria | Secondary Energy¦Electricity¦Gas¦Methane¦Synthetic¦Renewable Sources | TJ | 0 | 0 | 0 | 0 | 0 | 0 | 0
TIMES Austria v1.0 | NetZero2040 low-import/low-demand | Austria | Secondary Energy¦Electricity¦Geothermal | TJ | 36.4724 | 191.6955 | 192.3651 | 190.4404 | 190.5226 | 190.344 | 190.4289
TIMES Austria v1.0 | NetZero2040 low-import/low-demand | Austria | Secondary Energy¦Electricity¦Hydro | TJ | 151193.657 | 152008.8693 | 153504.0767 | 156969.4461 | 162745.0619 | 151533.7022 | 162745.0619
TIMES Austria v1.0 | NetZero2040 low-import/low-demand | Austria | Secondary Energy¦Electricity¦Liquids | TJ | 2845.0557 | 2689.8824 | 2594.5704 | 2051.3925 | 1370.746 | 687.0205 | 0
TIMES Austria v1.0 | NetZero2040 low-import/low-demand | Austria | Secondary Energy¦Electricity¦Liquids¦Fossil | TJ | 2845.0557 | 2689.8824 | 2594.5704 | 2051.3925 | 1370.746 | 687.0205 | 0
TIMES Austria v1.0 | NetZero2040 low-import/low-demand | Austria | Secondary Energy¦Electricity¦Solar | TJ | 7354.562 | 7478.7848 | 7602.9183 | 9052.5295 | 65682.4627 | 61674.7229 | 62972.258
TIMES Austria v1.0 | NetZero2040 low-import/low-demand | Austria | Secondary Energy¦Electricity¦Waste | TJ | 3070.6896 | 2043.6458 | 2080.7451 | 1974.1649 | 1978.7135 | 1983.4699 | 1988.1729
TIMES Austria v1.0 | NetZero2040 low-import/low-demand | Austria | Secondary Energy¦Electricity¦Wind | TJ | 24449.5097 | 24449.5097 | 34929.519 | 58355.1026 | 118699.9898 | 118699.9898 | 118699.9898
TIMES Austria v1.0 | NetZero2040 low-import/low-demand | Austria | Secondary Energy¦Hydrogen | TJ | 0 | 0 | 0 | 0 | 972 | 10712.511 | 18114.1308
TIMES Austria v1.0 | NetZero2040 low-import/low-demand | Austria | Stock¦Cars¦Combustion Engine | thousand | 4476.2129 | 4439.8989 | 4254.9873 | 3305.6386 | 1394.6324 | 29.7195 | 0
TIMES Austria v1.0 | NetZero2040 low-import/low-demand | Austria | Stock¦Cars¦Electric | thousand | 16.7193 | 19.937 | 227.9761 | 840.951 | 2178.7979 | 2936.9249 | 2233.3665
TIMES Austria v1.0 | NetZero2040 low-import/low-demand | Austria | Stock¦Cars¦Fuel Cell | thousand | 0.019561 | 0.020584 | 0.020584 | 0.020584 | 0.010072 | 0.00068804 | 0
TIMES Austria v1.0 | NetZero2040 low-import/low-demand | Austria | Stock¦Cars¦Hybrid | thousand | 90.1846 | 125.8125 | 125.4463 | 123.8138 | 108.9399 | 20.2872 | 0
TIMES Austria v1.0 | NetZero2040 low-import/low-demand | Austria | Transmission Losses¦Electricity | TJ | 12773.1819 | 12973.0195 | 12731.0178 | 15092.3398 | 20670.7752 | 15359.2439 | 15331.6935
TIMES Austria v1.0 | NetZero2040 low-import/low-demand | Austria | Transmission Losses¦Heat | TJ | 13083.9025 | 12870.2523 | 12684.5991 | 11671.6667 | 10908.9818 | 9984.4173 | 9406.779